## PRICES
Bar code EAN128
CODE | CHAPTER | CATEGORY | ARTICLE | CLASS | CLASS DESC. | PVP | Weight (KG) | Qty x Box | Box x Carton | Qty x Carton | Cust.code | Box | Carton
530004 | RADIATOR & FAN-COIL VALVES | OPTIMA | DV 101 FLOOR VALVE DN15 | RA | OPTIMA | 89.61 | 0.811 | 1 | 14 | 14 | 84818039 | 530004 00001 | 530004 00014
530005 | RADIATOR & FAN-COIL VALVES | OPTIMA | DV 103 FLOOR VALVE M24 | RA | OPTIMA | 96.37 | 0.86 | 1 | 14 | 14 | 84818039 | 530005 00001 | 530005 00014
530006 | RADIATOR & FAN-COIL VALVES | OPTIMA | DV 102 DOUBLE WALL VALVE DN15 | RA | OPTIMA | 91.09 | 0.803 | 1 | 14 | 14 | 84818039 | 530006 00001 | 530006 00014
530007 | RADIATOR & FAN-COIL VALVES | OPTIMA | DV 104 WALL VALVE M24 | RA | OPTIMA | 97.85 | 0.86 | 1 | 14 | 14 | 84818039 | 530007 00001 | 530007 00014
530008 | RADIATOR & FAN-COIL VALVES | OPTIMA | DV 013 STRAIGHT VALVE M24 | RA | OPTIMA | 44.07 | 0.347 | 1 | 24 | 24 | 84818039 | 530008 00001 | 530008 00024
530009 | RADIATOR & FAN-COIL VALVES | OPTIMA | DV 023 STRAIGHT LOCKSHIELD M24 | RA | OPTIMA | 52.44 | 0.401 | 1 | 24 | 24 | 84818039 | 530009 00001 | 530009 00024
530010 | RADIATOR & FAN-COIL VALVES | OPTIMA | DV 016 COAX. VALVE DX M24 | RA | OPTIMA | 48.53 | 0.342 | 1 | 24 | 24 | 84818039 | 530010 00001 | 530010 00024
530011 | RADIATOR & FAN-COIL VALVES | OPTIMA | DV 026 COAX. LOCKSHIELD DX M24 | RA | OPTIMA | 56.9 | 0.395 | 1 | 24 | 24 | 84818039 | 530011 00001 | 530011 00024
530012 | RADIATOR & FAN-COIL VALVES | OPTIMA | DV 018 COAX. VALVE SX M24 | RA | OPTIMA | 48.53 | 0.344 | 1 | 24 | 24 | 84818039 | 530012 00001 | 530012 00024
530013 | RADIATOR & FAN-COIL VALVES | OPTIMA | DV 028 COAX. LOCKSHIELD SX M24 | RA | OPTIMA | 56.9 | 0.39 | 1 | 24 | 24 | 84818039 | 530013 00001 | 530013 00024
530014 | RADIATOR & FAN-COIL VALVES | OPTIMA | DF 01 FITT. FOR COPPER DIAM.15 | RA | OPTIMA | 3.963 | 0.038 | 40 | 4 | 160 | 74122000 | 530014 00040 | 530014 00160
530015 | RADIATOR & FAN-COIL VALVES | OPTIMA | DF 02 FITT. FOR PEX 16/2 | RA | OPTIMA | 4.45 | 0.054 | 40 | 4 | 160 | 74122000 | 530015 00040 | 530015 00160
530016 | RADIATOR & FAN-COIL VALVES | OPTIMA | DF 03 FITT. FOR APEX 16/2 | RA | OPTIMA | 4.474 | 0.0505 | 40 | 4 | 160 | 74122000 | 530016 00040 | 530016 00160
530021 | RADIATOR & FAN-COIL VALVES | OPTIMA | DH 01 THERMOSTATIC HEAD | RA | OPTIMA | 37.45 | 0.16 | 1 | 90 | 90 | 84818031 | 530021 00001 | 530021 00090
530024 | RADIATOR & FAN-COIL VALVES | OPTIMA | DV 011 STRAIGHT VALVE DN15 | RA | OPTIMA | 40.67 | 0.322 | 1 | 24 | 24 | 84818039 | 530024 00001 | 530024 00024
530025 | RADIATOR & FAN-COIL VALVES | OPTIMA | DV 021 STRAIGHT LOCK. DN15 | RA | OPTIMA | 49.05 | 0.369 | 1 | 24 | 24 | 84818039 | 530025 00001 | 530025 00024
530026 | RADIATOR & FAN-COIL VALVES | OPTIMA | DV 015 COAX. VALVE DX DN15 | RA | OPTIMA | 45.13 | 0.315 | 1 | 24 | 24 | 84818039 | 530026 00001 | 530026 00024
530027 | RADIATOR & FAN-COIL VALVES | OPTIMA | DV 025 COAX. LOCK. DX DN15 | RA | OPTIMA | 53.52 | 0.362 | 1 | 24 | 24 | 84818039 | 530027 00001 | 530027 00024
530028 | RADIATOR & FAN-COIL VALVES | OPTIMA | DV 017 COAX. VALVE SX DN15 | RA | OPTIMA | 45.13 | 0.311 | 1 | 24 | 24 | 84818039 | 530028 00001 | 530028 00024
530029 | RADIATOR & FAN-COIL VALVES | OPTIMA | DV 027 COAX. LOCK. SX DN15 | RA | OPTIMA | 53.52 | 0.36 | 1 | 24 | 24 | 84818039 | 530029 00001 | 530029 00024
530030 | RADIATOR & FAN-COIL VALVES | OPTIMA | AD 01 DOUBLE PLASTIC COVER | RA | OPTIMA | 4.853 | 0.01 | 20 | 4 | 80 | 39259080 | 530030 00020 | 530030 00080
530031 | RADIATOR & FAN-COIL VALVES | OPTIMA | AD 02 SINGLE PLASTIC COVER D15 | RA | OPTIMA | 3.821 | 0.0086 | 40 | 4 | 160 | 39259080 | 530031 00040 | 530031 00160
530032 | RADIATOR & FAN-COIL VALVES | OPTIMA | RR 702 COPPER CONNECTION PIPE | RA | OPTIMA | 10.34 | 0.069 | 35 | 4 | 140 | 39259080 | 530032 00035 | 530032 00140
530033 | RADIATOR & FAN-COIL VALVES | OPTIMA | AD 03 CAP FOR LOCKSHIELDS | RA | OPTIMA | 10.81 | 0.057 | 40 | 4 | 160 | 84818039 | 530033 00040 | 530033 00160
530038 | RADIATOR & FAN-COIL VALVES | OPTIMA | DV 019 ANGLE VALVE DN15 | RA | OPTIMA | 40 | 0.3 | 1 | 24 | 24 | 84818039 | 530038 00001 | 530038 00024
530039 | RADIATOR & FAN-COIL VALVES | OPTIMA | DV 029 ANGLE LOCKSHIELD DN15 | RA | OPTIMA | 48.39 | 0.349 | 1 | 24 | 24 | 84818039 | 530039 00001 | 530039 00024
530040 | RADIATOR & FAN-COIL VALVES | OPTIMA | DV 020 ANGLE VALVE M24 | RA | OPTIMA | 43.38 | 0.328 | 1 | 24 | 24 | 84818039 | 530040 00001 | 530040 00024
530041 | RADIATOR & FAN-COIL VALVES | OPTIMA | DV 030 ANGLE LOCKSHIELD M24 | RA | OPTIMA | 51.75 | 0.376 | 1 | 24 | 24 | 84818039 | 530041 00001 | 530041 00024
530042 | RADIATOR & FAN-COIL VALVES | OPTIMA | DV 031 REVERSE VALVE DN15 | RA | OPTIMA | 47.17 | 0.32 | 1 | 24 | 24 | 84818039 | 530042 00001 | 530042 00024
530043 | RADIATOR & FAN-COIL VALVES | OPTIMA | DV 041 REVERSE LOCKSHIELD DN15 | RA | OPTIMA | 55.55 | 0.37 | 1 | 24 | 24 | 84818039 | 530043 00001 | 530043 00024
530044 | RADIATOR & FAN-COIL VALVES | OPTIMA | DV 032 REVERSE VALVE M24 | RA | OPTIMA | 50.54 | 0.34265 | 1 | 24 | 24 | 84818039 | 530044 00001 | 530044 00024
530045 | RADIATOR & FAN-COIL VALVES | OPTIMA | DV 042 REVERSE LOCKSHIELD M24 | RA | OPTIMA | 58.92 | 0.3916 | 1 | 24 | 24 | 84818039 | 530045 00001 | 530045 00024
530046 | RADIATOR & FAN-COIL VALVES | OPTIMA | DF 03 FITT. FOR APEX 14/2 | RA | OPTIMA | 4.474 | 0.0505 | 40 | 4 | 160 | 74122000 | 530046 00040 | 530046 00160
530047 | RADIATOR & FAN-COIL VALVES | OPTIMA | DF 01 FITT. FOR COPPER DIAM.12 | RA | OPTIMA | 4.77 | 0.038 | 40 | 4 | 160 | 74122000 | 530047 00040 | 530047 00160
530048 | RADIATOR & FAN-COIL VALVES | OPTIMA | DF 01 FITT. FOR COPPER DIAM.14 | RA | OPTIMA | 3.607 | 0.038 | 40 | 4 | 160 | 74122000 | 530048 00040 | 530048 00160
530049 | RADIATOR & FAN-COIL VALVES | OPTIMA | DF 01 FITT. FOR COPPER DIAM.16 | RA | OPTIMA | 3.762 | 0.038 | 40 | 4 | 160 | 74122000 | 530049 00040 | 530049 00160
530052 | RADIATOR & FAN-COIL VALVES | OPTIMA | DF 02 FITT. FOR PEX 14/2 | RA | OPTIMA | 4.2 | 0.0485 | 40 | 4 | 160 | 74122000 | 530052 00040 | 530052 00160
530053 | RADIATOR & FAN-COIL VALVES | OPTIMA | DF 01 FITT. FOR COPPER DIAM.10 | RA | OPTIMA | 3.904 | 0.038 | 40 | 4 | 160 | 74122000 | 530053 00040 | 530053 00160
530054 | RADIATOR & FAN-COIL VALVES | OPTIMA | DMH 01 MANUAL HEAD | RA | OPTIMA | 4.983 | 0.038 | 200 | 0 | 200 | 74122000 | 530054 00200 | 530054 00200
530055 | RADIATOR & FAN-COIL VALVES | OPTIMA | AD 04 BRASS SINGLE COVER D.10 | RA | OPTIMA | 5.61 | 0.011 | 1 | 0 | 1 | 0 | 530055 00001 | 530055 00001
530056 | RADIATOR & FAN-COIL VALVES | OPTIMA | AD 04 BRASS SINGLE COVER D.12 | RA | OPTIMA | 5.61 | 0.011 | 1 | 0 | 1 | 74122000 | 530056 00001 | 530056 00001
530057 | RADIATOR & FAN-COIL VALVES | OPTIMA | AD 04 BRASS SINGLE COVER D.14 | RA | OPTIMA | 5.61 | 0.011 | 1 | 0 | 1 | 74122000 | 530057 00001 | 530057 00001
530058 | RADIATOR & FAN-COIL VALVES | OPTIMA | AD 04 BRASS SINGLE COVER D.16 | RA | OPTIMA | 5.61 | 0.011 | 1 | 0 | 1 | 74122000 | 530058 00001 | 530058 00001
530059 | RADIATOR & FAN-COIL VALVES | OPTIMA | AD 05 P.C.KIT D.18- 70MM-INT50 | RA | OPTIMA | 64.09 | 0.121 | 1 | 0 | 1 | 84819000 | 530059 00001 | 530059 00001
530060 | RADIATOR & FAN-COIL VALVES | OPTIMA | AD 05 P.C.KIT D.18-160MM-INT50 | RA | OPTIMA | 72.08 | 0.175 | 1 | 0 | 1 | 84819000 | 530060 00001 | 530060 00001
530061 | RADIATOR & FAN-COIL VALVES | OPTIMA | AD 06 P. COVER KIT D.18 - 70MM | RA | OPTIMA | 40 | 0.0495 | 1 | 0 | 1 | 84819000 | 530061 00001 | 530061 00001
530062 | RADIATOR & FAN-COIL VALVES | OPTIMA | AD 06 P. COVER KIT D.18 -160MM | RA | OPTIMA | 43.25 | 0.024 | 1 | 0 | 1 | 84819000 | 530062 00001 | 530062 00001
530063 | RADIATOR & FAN-COIL VALVES | OPTIMA | DF 03 FITT. FOR APEX 16/2.25 | RA | OPTIMA | 4.474 | 0.0505 | 40 | 4 | 160 | 74122000 | 530063 00040 | 530063 00160
530066 | RADIATOR & FAN-COIL VALVES | OPTIMA | DF 02 FITT. FOR PEX 16/1,5 | RA | OPTIMA | 4.295 | 0.094 | 40 | 4 | 160 | 74122000 | 530066 00040 | 530066 00160
530004B | RADIATOR & FAN-COIL VALVES | OPTIMA | DV 101 FLOOR VALVE DN15 BYP | RA | OPTIMA | 95.69 | 0.811 | 1 | 14 | 14 | 84818039 | 530004B 00001 | 530004B 00014
530004INOX | RADIATOR & FAN-COIL VALVES | OPTIMA | DV 101 FLOOR VALVE DN15 | RA | OPTIMA | 109.61 | 0.811 | 1 | 14 | 14 | 84818039 | 530004INOX 00001 | 530004INOX 00014
530004INOXB | RADIATOR & FAN-COIL VALVES | OPTIMA | DV 101 FLOOR VALVE DN15 BYP | RA | OPTIMA | 115.69 | 0.811 | 1 | 14 | 14 | 84818039 | 530004INOXB 00001 | 530004INOXB 00014
530004M | RADIATOR & FAN-COIL VALVES | OPTIMA | DV 101M FLOOR VALVE DN15 | RA | OPTIMA | 97.98 | 0.811 | 1 | 14 | 14 | 84818039 | 530004M 00001 | 530004M 00014
530004MB | RADIATOR & FAN-COIL VALVES | OPTIMA | DV 101M FLOOR VALVE DN15 BYP | RA | OPTIMA | 104.07 | 0.811 | 1 | 14 | 14 | 84818039 | 530004MB 00001 | 530004MB 00014
530004MINOX | RADIATOR & FAN-COIL VALVES | OPTIMA | DV 101M FLOOR VALVE DN15 | RA | OPTIMA | 120.75 | 0.811 | 1 | 14 | 14 | 84818039 | 530004MINOX 00001 | 530004MINOX 00014
530004MINOXB | RADIATOR & FAN-COIL VALVES | OPTIMA | DV 101M FLOOR VALVE DN15 BYP | RA | OPTIMA | 126.84 | 0.811 | 1 | 14 | 14 | 84818039 | 530004MINOXB 00001 | 530004MINOXB 00014
530004MWHITE | RADIATOR & FAN-COIL VALVES | OPTIMA | DV 101M FLOOR VALVE DN15 | RA | OPTIMA | 91.29 | 0.811 | 1 | 14 | 14 | 84818039 | 530004MWHITE 00001 | 530004MWHITE 00014
530004MWHITEB | RADIATOR & FAN-COIL VALVES | OPTIMA | DV 101M FLOOR VALVE DN15 BY | RA | OPTIMA | 97.37 | 0 | 1 | 14 | 14 | 84818039 | 530004MWHITEB00001 | 530004MWHITEB00014
530004WHITE | RADIATOR & FAN-COIL VALVES | OPTIMA | DV 101 FLOOR VALVE DN15 | RA | OPTIMA | 84.89 | 0.811 | 1 | 14 | 14 | 84818039 | 530004WHITE 00001 | 530004WHITE 00014
530004WHITEB | RADIATOR & FAN-COIL VALVES | OPTIMA | DV 101 FLOOR VALVE DN15 BY | RA | OPTIMA | 90.95 | 0.814 | 1 | 14 | 14 | 84818039 | 530004WHITEB 00001 | 530004WHITEB 00014
530005B | RADIATOR & FAN-COIL VALVES | OPTIMA | DV 103 FLOOR VALVE M24 BYP | RA | OPTIMA | 102.45 | 0.86 | 1 | 14 | 14 | 84818039 | 530005B 00001 | 530005B 00014
530005INOX | RADIATOR & FAN-COIL VALVES | OPTIMA | DV 103 FLOOR VALVE M24 | RA | OPTIMA | 116.36 | 0.86 | 1 | 14 | 14 | 84818039 | 530005INOX 00001 | 530005INOX 00014
530005INOXB | RADIATOR & FAN-COIL VALVES | OPTIMA | DV 103 FLOOR VALVE M24 BYP | RA | OPTIMA | 122.45 | 0.86 | 1 | 14 | 14 | 84818039 | 530005INOXB 00001 | 530005INOXB 00014
530005M | RADIATOR & FAN-COIL VALVES | OPTIMA | DV 103M FLOOR VALVE M24 | RA | OPTIMA | 104.74 | 0.86 | 1 | 14 | 14 | 84818039 | 530005M 00001 | 530005M 00014
530005MB | RADIATOR & FAN-COIL VALVES | OPTIMA | DV 103M FLOOR VALVE M24 BYP | RA | OPTIMA | 110.82 | 0.86 | 1 | 14 | 14 | 84818039 | 530005MB 00001 | 530005MB 00014
530005MINOX | RADIATOR & FAN-COIL VALVES | OPTIMA | DV 103M FLOOR VALVE M24 | RA | OPTIMA | 127.51 | 0.86 | 1 | 14 | 14 | 84818039 | 530005MINOX 00001 | 530005MINOX 00014
530005MINOXB | RADIATOR & FAN-COIL VALVES | OPTIMA | DV 103M FLOOR VALVE M24 BYP | RA | OPTIMA | 133.6 | 0.86 | 1 | 14 | 14 | 84818039 | 530005MINOXB 00001 | 530005MINOXB 00014
530005MWHITE | RADIATOR & FAN-COIL VALVES | OPTIMA | DV 103M FLOOR VALVE M24 | RA | OPTIMA | 98.04 | 0.86 | 1 | 14 | 14 | 84818039 | 530005MWHITE 00001 | 530005MWHITE 00014
530005MWHITEB | RADIATOR & FAN-COIL VALVES | OPTIMA | DV 103M FLOOR VALVE BYP M24 | RA | OPTIMA | 104.14 | 0.86 | 1 | 14 | 14 | 84818039 | 530005MWHITEB00001 | 530005MWHITEB00014
530005WHITE | RADIATOR & FAN-COIL VALVES | OPTIMA | DV 103 FLOOR VALVE M24 | RA | OPTIMA | 91.63 | 0.86 | 1 | 14 | 14 | 84818039 | 530005WHITE 00001 | 530005WHITE 00014
530005WHITEB | RADIATOR & FAN-COIL VALVES | OPTIMA | DV 103 FLOOR VALVE BYP M24 | RA | OPTIMA | 97.71 | 0.86 | 1 | 14 | 14 | 84818039 | 530005WHITEB 00001 | 530005WHITEB 00014
530006B | RADIATOR & FAN-COIL VALVES | OPTIMA | DV 102 WALL VALVE DN15 BYP | RA | OPTIMA | 97.18 | 0.803 | 1 | 14 | 14 | 84818039 | 530006B 00001 | 530006B 00014
530006INOX | RADIATOR & FAN-COIL VALVES | OPTIMA | DV 102 WALL VALVE DN15 | RA | OPTIMA | 113.12 | 0.803 | 1 | 14 | 14 | 84818039 | 530006INOX 00001 | 530006INOX 00014
530006INOXB | RADIATOR & FAN-COIL VALVES | OPTIMA | DV 102 WALL VALVE DN15 BYP | RA | OPTIMA | 119.2 | 0.803 | 1 | 14 | 14 | 84818039 | 530006INOXB 00001 | 530006INOXB 00014
530006M | RADIATOR & FAN-COIL VALVES | OPTIMA | DV 102M DOUBLE WALL VALVE DN15 | RA | OPTIMA | 99.46 | 0.803 | 1 | 14 | 14 | 84818039 | 530006M 00001 | 530006M 00014
530006MB | RADIATOR & FAN-COIL VALVES | OPTIMA | DV 102M WALL VALVE DN15 BYP | RA | OPTIMA | 105.54 | 0.803 | 1 | 14 | 14 | 84818039 | 530006MB 00001 | 530006MB 00014
530006MINOX | RADIATOR & FAN-COIL VALVES | OPTIMA | DV 102M WALL VALVE DN15 | RA | OPTIMA | 124.28 | 0.803 | 1 | 14 | 14 | 84818039 | 530006MINOX 00001 | 530006MINOX 00014
530006MINOXB | RADIATOR & FAN-COIL VALVES | OPTIMA | DV 102M WALL VALVE DN15 BYP | RA | OPTIMA | 130.35 | 0.803 | 1 | 14 | 14 | 84818039 | 530006MINOXB 00001 | 530006MINOXB 00014
530006MWHITE | RADIATOR & FAN-COIL VALVES | OPTIMA | DV 102M WALL VALVE DN15 | RA | OPTIMA | 90.48 | 0.803 | 1 | 14 | 14 | 84818039 | 530006MWHITE 00001 | 530006MWHITE 00014
530006MWHITEB | RADIATOR & FAN-COIL VALVES | OPTIMA | DV 102M WALL VALVE DN15 BY | RA | OPTIMA | 96.57 | 0 | 1 | 14 | 14 | 84818039 | 530006MWHITEB00001 | 530006MWHITEB00014
530006WHITE | RADIATOR & FAN-COIL VALVES | OPTIMA | DV 102 WALL VALVE DN15 | RA | OPTIMA | 84.06 | 0.803 | 1 | 14 | 14 | 84818039 | 530006WHITE 00001 | 530006WHITE 00014
530006WHITEB | RADIATOR & FAN-COIL VALVES | OPTIMA | DV 102 WALL VALVE DN15 BY | RA | OPTIMA | 90.14 | 0.802 | 1 | 14 | 14 | 84818039 | 530006WHITEB 00001 | 530006WHITEB 00014
530007B | RADIATOR & FAN-COIL VALVES | OPTIMA | DV 104 WALL VALVE M24 BYP | RA | OPTIMA | 103.93 | 0.86 | 1 | 14 | 14 | 84818039 | 530007B 00001 | 530007B 00014
530007INOX | RADIATOR & FAN-COIL VALVES | OPTIMA | DV 104 WALL VALVE M24 | RA | OPTIMA | 119.87 | 0.86 | 1 | 14 | 14 | 84818039 | 530007INOX 00001 | 530007INOX 00014
530007INOXB | RADIATOR & FAN-COIL VALVES | OPTIMA | DV 104 WALL VALVE M24 BYP | RA | OPTIMA | 125.96 | 0.86 | 1 | 14 | 14 | 84818039 | 530007INOXB 00001 | 530007INOXB 00014
530007M | RADIATOR & FAN-COIL VALVES | OPTIMA | DV 104M WALL VALVE M24 | RA | OPTIMA | 106.23 | 0.86 | 1 | 14 | 14 | 84818039 | 530007M 00001 | 530007M 00014
530007MB | RADIATOR & FAN-COIL VALVES | OPTIMA | DV 104M WALL VALVE M24 BYP | RA | OPTIMA | 112.31 | 0.86 | 1 | 14 | 14 | 84818039 | 530007MB 00001 | 530007MB 00014
530007MINOX | RADIATOR & FAN-COIL VALVES | OPTIMA | DV 104M WALL VALVE M24 | RA | OPTIMA | 131.02 | 0.86 | 1 | 14 | 14 | 84818039 | 530007MINOX 00001 | 530007MINOX 00014
530007MINOXB | RADIATOR & FAN-COIL VALVES | OPTIMA | DV 104M WALL VALVE M24 BYP | RA | OPTIMA | 137.11 | 0.86 | 1 | 14 | 14 | 84818039 | 530007MINOXB 00001 | 530007MINOXB 00014
530007MWHITE | RADIATOR & FAN-COIL VALVES | OPTIMA | DV 104M WALL VALVE M24 | RA | OPTIMA | 97.25 | 0.86 | 1 | 14 | 14 | 84818039 | 530007MWHITE 00001 | 530007MWHITE 00014
530007MWHITEB | RADIATOR & FAN-COIL VALVES | OPTIMA | DV 104M WALL VALVE BYP M24 | RA | OPTIMA | 103.32 | 0.86 | 1 | 14 | 14 | 84818039 | 530007MWHITEB00001 | 530007MWHITEB00014
530007WHITE | RADIATOR & FAN-COIL VALVES | OPTIMA | DV 104 WALL VALVE M24 | RA | OPTIMA | 90.82 | 0.86 | 1 | 14 | 14 | 84818039 | 530007WHITE 00001 | 530007WHITE 00014
530007WHITEB | RADIATOR & FAN-COIL VALVES | OPTIMA | DV 104 WALL VALVE BYP M24 | RA | OPTIMA | 96.9 | 0.86 | 1 | 14 | 14 | 84818039 | 530007WHITEB 00001 | 530007WHITEB 00014
530008INOX | RADIATOR & FAN-COIL VALVES | OPTIMA | DV 013 STRAIGHT VALVE M24 | RA | OPTIMA | 54.47 | 0.347 | 1 | 24 | 24 | 84818039 | 530008INOX 00001 | 530008INOX 00024
530008M | RADIATOR & FAN-COIL VALVES | OPTIMA | DV 013M STRAIGHT VALVE M24 | RA | OPTIMA | 52.44 | 0.347 | 1 | 24 | 24 | 84818039 | 530008M 00001 | 530008M 00024
530008MINOX | RADIATOR & FAN-COIL VALVES | OPTIMA | DV 013M STRAIGHT VALVE M24 | RA | OPTIMA | 65.62 | 0.347 | 1 | 24 | 24 | 84818039 | 530008MINOX 00001 | 530008MINOX 00024
530008MWHITE | RADIATOR & FAN-COIL VALVES | OPTIMA | DV 013M STRAIGHT VALVE M24 | RA | OPTIMA | 47.51 | 0.347 | 1 | 24 | 24 | 84818039 | 530008MWHITE 00001 | 530008MWHITE 00024
530008WHITE | RADIATOR & FAN-COIL VALVES | OPTIMA | DV 013 STRAIGHT VALVE M24 | RA | OPTIMA | 41.09 | 0.347 | 1 | 24 | 24 | 84818039 | 530008WHITE 00001 | 530008WHITE 00024
530009INOX | RADIATOR & FAN-COIL VALVES | OPTIMA | DV 023 STRAIGHT LOCKSHIELD M24 | RA | OPTIMA | 65.62 | 0.401 | 1 | 24 | 24 | 84818039 | 530009INOX 00001 | 530009INOX 00024
530009WHITE | RADIATOR & FAN-COIL VALVES | OPTIMA | DV 023 STRAIGHT LOCKSHIELD M24 | RA | OPTIMA | 47.51 | 0.401 | 1 | 24 | 24 | 84818039 | 530009WHITE 00001 | 530009WHITE 00024
530010INOX | RADIATOR & FAN-COIL VALVES | OPTIMA | DV 016 COAX. VALVE DX M24 | RA | OPTIMA | 59.87 | 0.342 | 1 | 24 | 24 | 84818039 | 530010INOX 00001 | 530010INOX 00024
530010M | RADIATOR & FAN-COIL VALVES | OPTIMA | DV 016M COAX. VALVE DX M24 | RA | OPTIMA | 56.9 | 0.342 | 1 | 24 | 24 | 84818039 | 530010M 00001 | 530010M 00024
530010MINOX | RADIATOR & FAN-COIL VALVES | OPTIMA | DV 016M COAX. VALVE DX M24 | RA | OPTIMA | 71.01 | 0.342 | 1 | 24 | 24 | 84818039 | 530010MINOX 00001 | 530010MINOX 00024
530010MWHITE | RADIATOR & FAN-COIL VALVES | OPTIMA | DV 016M COAX. VALVE DX M24 | RA | OPTIMA | 51.29 | 0.342 | 1 | 24 | 24 | 84818039 | 530010MWHITE 00001 | 530010MWHITE 00024
530010WHITE | RADIATOR & FAN-COIL VALVES | OPTIMA | DV 016 COAX. VALVE DX M24 | RA | OPTIMA | 44.86 | 0.342 | 1 | 24 | 24 | 84818039 | 530010WHITE 00001 | 530010WHITE 00024
530011INOX | RADIATOR & FAN-COIL VALVES | OPTIMA | DV 026 COAX. LOCKSHIELD DX M24 | RA | OPTIMA | 71.01 | 0.395 | 1 | 24 | 24 | 84818039 | 530011INOX 00001 | 530011INOX 00024
530011WHITE | RADIATOR & FAN-COIL VALVES | OPTIMA | DV 026 COAX. LOCKSHIELD DX M24 | RA | OPTIMA | 51.29 | 0.395 | 1 | 24 | 24 | 84818039 | 530011WHITE 00001 | 530011WHITE 00024
530012INOX | RADIATOR & FAN-COIL VALVES | OPTIMA | DV 018 COAX. VALVE SX M24 | RA | OPTIMA | 59.87 | 0.344 | 1 | 24 | 24 | 84818039 | 530012INOX 00001 | 530012INOX 00024
530012M | RADIATOR & FAN-COIL VALVES | OPTIMA | DV 018M COAX. VALVE SX M24 | RA | OPTIMA | 56.9 | 0.344 | 1 | 24 | 24 | 84818039 | 530012M 00001 | 530012M 00024
530012MINOX | RADIATOR & FAN-COIL VALVES | OPTIMA | DV 018M COAX. VALVE SX M24 | RA | OPTIMA | 71.01 | 0.344 | 1 | 24 | 24 | 84818039 | 530012MINOX 00001 | 530012MINOX 00024
530012MWHITE | RADIATOR & FAN-COIL VALVES | OPTIMA | DV 018M COAX. VALVE SX M24 | RA | OPTIMA | 51.29 | 0.344 | 1 | 24 | 24 | 84818039 | 530012MWHITE 00001 | 530012MWHITE 00024
530012WHITE | RADIATOR & FAN-COIL VALVES | OPTIMA | DV 018 COAX. VALVE SX M24 | RA | OPTIMA | 44.86 | 0.344 | 1 | 24 | 24 | 84818039 | 530012WHITE 00001 | 530012WHITE 00024
530013INOX | RADIATOR & FAN-COIL VALVES | OPTIMA | DV 028 COAX. LOCKSHIELD SX M24 | RA | OPTIMA | 71.01 | 0.39 | 1 | 24 | 24 | 84818039 | 530013INOX 00001 | 530013INOX 00024
530013WHITE | RADIATOR & FAN-COIL VALVES | OPTIMA | DV 028 COAX. LOCKSHIELD SX M24 | RA | OPTIMA | 51.29 | 0.39 | 1 | 24 | 24 | 84818039 | 530013WHITE 00001 | 530013WHITE 00024
530014INOX | RADIATOR & FAN-COIL VALVES | OPTIMA | DF 01 FITT. FOR COPPER DIAM.15 | RA | OPTIMA | 5.76 | 0.0378 | 40 | 4 | 160 | 74122000 | 530014INOX 00040 | 530014INOX 00160
530015INOX | RADIATOR & FAN-COIL VALVES | OPTIMA | DF 02 FITT. FOR PEX 16/2 | RA | OPTIMA | 6.19 | 0.054 | 40 | 4 | 160 | 74122000 | 530015INOX 00040 | 530015INOX 00160
530016INOX | RADIATOR & FAN-COIL VALVES | OPTIMA | DF 03 FITT. FOR APEX 16/2 | RA | OPTIMA | 6.78 | 0.056 | 40 | 4 | 160 | 74122000 | 530016INOX 00040 | 530016INOX 00160
530021INOX | RADIATOR & FAN-COIL VALVES | OPTIMA | DH 01 THERMOSTATIC HEAD | RA | OPTIMA | 52.03 | 0.16 | 1 | 90 | 90 | 84818031 | 530021INOX 00001 | 530021INOX 00090
530021WHITE | RADIATOR & FAN-COIL VALVES | OPTIMA | DH 01 THERMOSTATIC HEAD | RA | OPTIMA | 37.45 | 0.16 | 1 | 90 | 90 | 84818031 | 530021WHITE 00001 | 530021WHITE 00090
530024INOX | RADIATOR & FAN-COIL VALVES | OPTIMA | DV 011 STRAIGHT VALVE DN15 | RA | OPTIMA | 51.09 | 0.322 | 1 | 24 | 24 | 84818039 | 530024INOX 00001 | 530024INOX 00024
530024M | RADIATOR & FAN-COIL VALVES | OPTIMA | DV 011M STRAIGHT VALVE DN15 | RA | OPTIMA | 49.05 | 0.322 | 1 | 24 | 24 | 84818039 | 530024M 00001 | 530024M 00024
530024MINOX | RADIATOR & FAN-COIL VALVES | OPTIMA | DV 011M STRAIGHT VALVE DN15 | RA | OPTIMA | 62.23 | 0.322 | 1 | 24 | 24 | 84818039 | 530024MINOX 00001 | 530024MINOX 00024
530024MWHITE | RADIATOR & FAN-COIL VALVES | OPTIMA | DV 011M STRAIGHT VALVE DN15 | RA | OPTIMA | 44.13 | 0.355 | 1 | 24 | 24 | 84818039 | 530024MWHITE 00001 | 530024MWHITE 00024
530024WHITE | RADIATOR & FAN-COIL VALVES | OPTIMA | DV 011 STRAIGHT VALVE DN15 | RA | OPTIMA | 37.71 | 0.355 | 1 | 24 | 24 | 84818039 | 530024WHITE 00001 | 530024WHITE 00024
530025INOX | RADIATOR & FAN-COIL VALVES | OPTIMA | DV 021 STRAIGHT LOCK. DN15 | RA | OPTIMA | 62.23 | 0.0369 | 1 | 24 | 24 | 84818039 | 530025INOX 00001 | 530025INOX 00024
530025WHITE | RADIATOR & FAN-COIL VALVES | OPTIMA | DV 021 STRAIGHT LOCK. DN15 | RA | OPTIMA | 44.13 | 0.369 | 1 | 24 | 24 | 84818039 | 530025WHITE 00001 | 530025WHITE 00024
530026INOX | RADIATOR & FAN-COIL VALVES | OPTIMA | DV 015 COAX. VALVE DX DN15 | RA | OPTIMA | 56.49 | 0.315 | 1 | 24 | 24 | 84818039 | 530026INOX 00001 | 530026INOX 00024
530026M | RADIATOR & FAN-COIL VALVES | OPTIMA | DV 015M COAX. VALVE DX DN15 | RA | OPTIMA | 53.52 | 0.315 | 1 | 24 | 24 | 84818039 | 530026M 00001 | 530026M 00024
530026MINOX | RADIATOR & FAN-COIL VALVES | OPTIMA | DV 015M COAX. VALVE DX DN15 | RA | OPTIMA | 67.64 | 0.315 | 1 | 24 | 24 | 84818039 | 530026MINOX 00001 | 530026MINOX 00024
530026MWHITE | RADIATOR & FAN-COIL VALVES | OPTIMA | DV 015M COAX. VALVE DX DN15 | RA | OPTIMA | 47.91 | 0.315 | 1 | 24 | 24 | 84818039 | 530026MWHITE 00001 | 530026MWHITE 00024
530026WHITE | RADIATOR & FAN-COIL VALVES | OPTIMA | DV 015 COAX. VALVE DX DN15 | RA | OPTIMA | 41.49 | 0.315 | 1 | 24 | 24 | 84818039 | 530026WHITE 00001 | 530026WHITE 00024
530027INOX | RADIATOR & FAN-COIL VALVES | OPTIMA | DV 025 COAX. LOCK. DX DN15 | RA | OPTIMA | 67.64 | 0.362 | 1 | 24 | 24 | 84818039 | 530027INOX 00001 | 530027INOX 00024
530027WHITE | RADIATOR & FAN-COIL VALVES | OPTIMA | DV 025 COAX. LOCK. DX DN15 | RA | OPTIMA | 47.91 | 0.362 | 1 | 24 | 24 | 84818039 | 530027WHITE 00001 | 530027WHITE 00024
530028INOX | RADIATOR & FAN-COIL VALVES | OPTIMA | DV 017 COAX. VALVE SX DN15 | RA | OPTIMA | 56.49 | 0.311 | 1 | 24 | 24 | 84818039 | 530028INOX 00001 | 530028INOX 00024
530028M | RADIATOR & FAN-COIL VALVES | OPTIMA | DV 017M COAX. VALVE SX DN15 | RA | OPTIMA | 53.52 | 0.311 | 1 | 24 | 24 | 84818039 | 530028M 00001 | 530028M 00024
530028MINOX | RADIATOR & FAN-COIL VALVES | OPTIMA | DV 017M COAX. VALVE SX DN15 | RA | OPTIMA | 67.64 | 0.311 | 1 | 24 | 24 | 84818039 | 530028MINOX 00001 | 530028MINOX 00024
530028MWHITE | RADIATOR & FAN-COIL VALVES | OPTIMA | DV 017M COAX. VALVE SX DN15 | RA | OPTIMA | 47.91 | 0.343 | 1 | 24 | 24 | 84818039 | 530028MWHITE 00001 | 530028MWHITE 00024
530028WHITE | RADIATOR & FAN-COIL VALVES | OPTIMA | DV 017 COAX. VALVE SX DN15 | RA | OPTIMA | 41.49 | 0.343 | 1 | 24 | 24 | 84818039 | 530028WHITE 00001 | 530028WHITE 00024
530029INOX | RADIATOR & FAN-COIL VALVES | OPTIMA | DV 027 COAX. LOCK. SX DN15 | RA | OPTIMA | 67.64 | 0.36 | 1 | 24 | 24 | 84818039 | 530029INOX 00001 | 530029INOX 00024
530029WHITE | RADIATOR & FAN-COIL VALVES | OPTIMA | DV 027 COAX. LOCK. SX DN15 | RA | OPTIMA | 47.91 | 0.36 | 1 | 24 | 24 | 84818039 | 530029WHITE 00001 | 530029WHITE 00024
530030INOX | RADIATOR & FAN-COIL VALVES | OPTIMA | AD 01 DOUBLE PLASTIC COVER | RA | OPTIMA | 17.47 | 0.046 | 20 | 4 | 80 | 39259080 | 530030INOX 00020 | 530030INOX 00080
530031INOX | RADIATOR & FAN-COIL VALVES | OPTIMA | AD 02 SINGLE PLASTIC COVER D15 | RA | OPTIMA | 11.9 | 0.00932 | 40 | 4 | 160 | 39259080 | 530031INOX 00040 | 530031INOX 00160
530031WHITE | RADIATOR & FAN-COIL VALVES | OPTIMA | AD 02 SINGLE PLASTIC COVER D15 | RA | OPTIMA | 4.853 | 0.008 | 40 | 4 | 160 | 39259080 | 530031WHITE 00040 | 530031WHITE 00160
530032INOX | RADIATOR & FAN-COIL VALVES | OPTIMA | RR 702 COPPER CONNECTION PIPE | RA | OPTIMA | 15.54 | 0.082 | 35 | 4 | 140 | 39259080 | 530032INOX 00035 | 530032INOX 00140
530032WHITE | RADIATOR & FAN-COIL VALVES | OPTIMA | RR 702 COPPER CONNECTION PIPE | RA | OPTIMA | 12.37 | 0.082 | 35 | 4 | 140 | 39259080 | 530032WHITE 00035 | 530032WHITE 00140
530033INOX | RADIATOR & FAN-COIL VALVES | OPTIMA | AD 03 CAP FOR LOCKSHIELDS | RA | OPTIMA | 13.46 | 0.057 | 40 | 4 | 160 | 84818039 | 530033INOX 00040 | 530033INOX 00160
530033M | RADIATOR & FAN-COIL VALVES | OPTIMA | AD 03M TAPPO MANUALE X OPTIMA | RA | OPTIMA | 10.81 | 0.047 | 40 | 4 | 160 | 84818039 | 530033M 00040 | 530033M 00160
530033MINOX | RADIATOR & FAN-COIL VALVES | OPTIMA | AD 03M TAPPO MANUALE X OPTIMA | RA | OPTIMA | 13.46 | 0 | 40 | 4 | 160 | 84818039 | 530033MINOX 00040 | 530033MINOX 00160
530033MWHITE | RADIATOR & FAN-COIL VALVES | OPTIMA | AD 03M TAPPO MANUALE X OPTIMA | RA | OPTIMA | 10.81 | 0 | 40 | 4 | 160 | 84818039 | 530033MWHITE 00040 | 530033MWHITE 00160
530033WHITE | RADIATOR & FAN-COIL VALVES | OPTIMA | AD 03 CAP FOR LOCKSHIELDS | RA | OPTIMA | 8.78 | 0.0558 | 40 | 4 | 160 | 84818039 | 530033WHITE 00040 | 530033WHITE 00160
530038INOX | RADIATOR & FAN-COIL VALVES | OPTIMA | DV 019 ANGLE VALVE DN15 | RA | OPTIMA | 50.69 | 0.3 | 1 | 24 | 24 | 84818039 | 530038INOX 00001 | 530038INOX 00024
530038M | RADIATOR & FAN-COIL VALVES | OPTIMA | DV 019M ANGLE VALVE DN15 | RA | OPTIMA | 48.39 | 0.3 | 1 | 24 | 24 | 84818039 | 530038M 00001 | 530038M 00024
530038MINOX | RADIATOR & FAN-COIL VALVES | OPTIMA | DV 019M ANGLE VALVE DN15 | RA | OPTIMA | 61.83 | 0.3 | 1 | 24 | 24 | 84818039 | 530038MINOX 00001 | 530038MINOX 00024
530038MWHITE | RADIATOR & FAN-COIL VALVES | OPTIMA | DV 019M ANGLE VALVE DN15 | RA | OPTIMA | 43.72 | 0.3 | 1 | 24 | 24 | 84818039 | 530038MWHITE 00001 | 530038MWHITE 00024
530038WHITE | RADIATOR & FAN-COIL VALVES | OPTIMA | DV 019 ANGLE VALVE DN15 | RA | OPTIMA | 37.3 | 0.3 | 1 | 24 | 24 | 84818039 | 530038WHITE 00001 | 530038WHITE 00024
530039INOX | RADIATOR & FAN-COIL VALVES | OPTIMA | DV 029 ANGLE LOCKSHIELD DN15 | RA | OPTIMA | 61.83 | 0.349 | 1 | 24 | 24 | 84818039 | 530039INOX 00001 | 530039INOX 00024
530039WHITE | RADIATOR & FAN-COIL VALVES | OPTIMA | DV 029 ANGLE LOCKSHIELD DN15 | RA | OPTIMA | 43.72 | 0.349 | 1 | 24 | 24 | 84818039 | 530039WHITE 00001 | 530039WHITE 00024
530040INOX | RADIATOR & FAN-COIL VALVES | OPTIMA | DV 020 ANGLE VALVE M24 | RA | OPTIMA | 54.06 | 0.328 | 1 | 24 | 24 | 84818039 | 530040INOX 00001 | 530040INOX 00024
530040M | RADIATOR & FAN-COIL VALVES | OPTIMA | DV 020M ANGLE VALVE M24 | RA | OPTIMA | 51.75 | 0.328 | 1 | 24 | 24 | 84818039 | 530040M 00001 | 530040M 00024
530040MINOX | RADIATOR & FAN-COIL VALVES | OPTIMA | DV 020M ANGLE VALVE M24 | RA | OPTIMA | 65.21 | 0.328 | 1 | 24 | 24 | 84818039 | 530040MINOX 00001 | 530040MINOX 00024
530040MWHITE | RADIATOR & FAN-COIL VALVES | OPTIMA | DV 020M ANGLE VALVE M24 | RA | OPTIMA | 47.11 | 0.328 | 1 | 24 | 24 | 84818039 | 530040MWHITE 00001 | 530040MWHITE 00024
530040WHITE | RADIATOR & FAN-COIL VALVES | OPTIMA | DV 020 ANGLE VALVE M24 | RA | OPTIMA | 40.67 | 0.328 | 1 | 24 | 24 | 84818039 | 530040WHITE 00001 | 530040WHITE 00024
530041INOX | RADIATOR & FAN-COIL VALVES | OPTIMA | DV 030 ANGLE LOCKSHIELD M24 | RA | OPTIMA | 65.21 | 0.376 | 1 | 24 | 24 | 84818039 | 530041INOX 00001 | 530041INOX 00024
530041WHITE | RADIATOR & FAN-COIL VALVES | OPTIMA | DV 030 ANGLE LOCKSHIELD M24 | RA | OPTIMA | 47.11 | 0.376 | 1 | 24 | 24 | 84818039 | 530041WHITE 00001 | 530041WHITE 00024
530042INOX | RADIATOR & FAN-COIL VALVES | OPTIMA | DV 031 REVERSE VALVE DN15 | RA | OPTIMA | 57.31 | 0 | 1 | 24 | 24 | 84818039 | 530042INOX 00001 | 530042INOX 00024
530042M | RADIATOR & FAN-COIL VALVES | OPTIMA | DV 031M REVERSE VALVE DN15 | RA | OPTIMA | 55.55 | 0.32 | 1 | 24 | 24 | 84818039 | 530042M 00001 | 530042M 00024
530042MINOX | RADIATOR & FAN-COIL VALVES | OPTIMA | DV 031M REVERSE VALVE DN15 | RA | OPTIMA | 68.44 | 0 | 1 | 24 | 24 | 84818039 | 530042MINOX 00001 | 530042MINOX 00024
530042MWHITE | RADIATOR & FAN-COIL VALVES | OPTIMA | DV 031M REVERSE VALVE DN15 | RA | OPTIMA | 46.43 | 0 | 1 | 24 | 24 | 84818039 | 530042MWHITE 00001 | 530042MWHITE 00024
530042WHITE | RADIATOR & FAN-COIL VALVES | OPTIMA | DV 031 REVERSE VALVE DN15 | RA | OPTIMA | 40 | 0.29 | 1 | 24 | 24 | 84818039 | 530042WHITE 00001 | 530042WHITE 00024
530043INOX | RADIATOR & FAN-COIL VALVES | OPTIMA | DV 041 REVERSE LOCKSHIELD DN15 | RA | OPTIMA | 68.44 | 0.369 | 1 | 24 | 24 | 84818039 | 530043INOX 00001 | 530043INOX 00024
530043WHITE | RADIATOR & FAN-COIL VALVES | OPTIMA | DV 041 REVERSE LOCKSHIELD DN15 | RA | OPTIMA | 46.43 | 0.369 | 1 | 24 | 24 | 84818039 | 530043WHITE 00001 | 530043WHITE 00024
530044INOX | RADIATOR & FAN-COIL VALVES | OPTIMA | DV 032 REVERSE VALVE M24 | RA | OPTIMA | 60.68 | 0.34265 | 1 | 24 | 24 | 84818039 | 530044INOX 00001 | 530044INOX 00024
530044M | RADIATOR & FAN-COIL VALVES | OPTIMA | DV 032M REVERSE VALVE M24 | RA | OPTIMA | 58.92 | 0.34265 | 1 | 24 | 24 | 84818039 | 530044M 00001 | 530044M 00024
530044MINOX | RADIATOR & FAN-COIL VALVES | OPTIMA | DV 032M REVERSE VALVE M24 | RA | OPTIMA | 71.83 | 0.34265 | 1 | 24 | 24 | 84818039 | 530044MINOX 00001 | 530044MINOX 00024
530044MWHITE | RADIATOR & FAN-COIL VALVES | OPTIMA | DV 032M REVERSE VALVE M24 | RA | OPTIMA | 49.81 | 0.34265 | 1 | 24 | 24 | 84818039 | 530044MWHITE 00001 | 530044MWHITE 00024
530044WHITE | RADIATOR & FAN-COIL VALVES | OPTIMA | DV 032 REVERSE VALVE M24 | RA | OPTIMA | 43.38 | 0.34265 | 1 | 24 | 24 | 84818039 | 530044WHITE 00001 | 530044WHITE 00024
530045INOX | RADIATOR & FAN-COIL VALVES | OPTIMA | DV 042 REVERSE LOCKSHIELD M24 | RA | OPTIMA | 71.83 | 0.3916 | 1 | 24 | 24 | 84818039 | 530045INOX 00001 | 530045INOX 00024
530045WHITE | RADIATOR & FAN-COIL VALVES | OPTIMA | DV 042 REVERSE LOCKSHIELD M24 | RA | OPTIMA | 49.81 | 0.3916 | 1 | 24 | 24 | 84818039 | 530045WHITE 00001 | 530045WHITE 00024
530046INOX | RADIATOR & FAN-COIL VALVES | OPTIMA | DF 03 FITT. FOR ALPEX 14/2 | RA | OPTIMA | 6.78 | 0.0505 | 40 | 4 | 160 | 74122000 | 530046INOX 00040 | 530046INOX 00160
530047INOX | RADIATOR & FAN-COIL VALVES | OPTIMA | DF 01 FITT. FOR COPPER DIAM.12 | RA | OPTIMA | 6.62 | 0.038 | 40 | 4 | 160 | 74122000 | 530047INOX 00040 | 530047INOX 00160
530048INOX | RADIATOR & FAN-COIL VALVES | OPTIMA | DF 01 FITT. FOR COPPER DIAM.14 | RA | OPTIMA | 5.35 | 0.038 | 40 | 4 | 160 | 74122000 | 530048INOX 00040 | 530048INOX 00160
530049INOX | RADIATOR & FAN-COIL VALVES | OPTIMA | DF 01 FITT. FOR COPPER DIAM.16 | RA | OPTIMA | 5.58 | 0.038 | 40 | 4 | 160 | 74122000 | 530049INOX 00040 | 530049INOX 00160
530052INOX | RADIATOR & FAN-COIL VALVES | OPTIMA | DF 02 FITT. FOR PEX 14/2 | RA | OPTIMA | 6.14 | 0 | 40 | 4 | 160 | 74122000 | 530052INOX 00040 | 530052INOX 00160
530053INOX | RADIATOR & FAN-COIL VALVES | OPTIMA | DF 01 FITT. FOR COPPER DIAM.10 | RA | OPTIMA | 5.7 | 0.038 | 40 | 4 | 160 | 74122000 | 530053INOX 00040 | 530053INOX 00160
530054INOX | RADIATOR & FAN-COIL VALVES | OPTIMA | DMH 01 MANUAL HEAD | RA | OPTIMA | 14.71 | 0.035 | 200 | 0 | 200 | 74122000 | 530054INOX 00200 | 530054INOX 00200
530054WHITE | RADIATOR & FAN-COIL VALVES | OPTIMA | DMH 01 MANUAL HEAD | RA | OPTIMA | 14.71 | 0.038 | 200 | 0 | 200 | 74122000 | 530054WHITE 00200 | 530054WHITE 00200
530055WHITE | RADIATOR & FAN-COIL VALVES | OPTIMA | AD 04 BRASS SINGLE COVER D.10 | RA | OPTIMA | 7.03 | 0.012 | 1 | 0 | 1 | 74122000 | 530055WHITE 00001 | 530055WHITE 00001
530056WHITE | RADIATOR & FAN-COIL VALVES | OPTIMA | AD 04 BRASS SINGLE COVER D.12 | RA | OPTIMA | 7.03 | 0.01 | 1 | 0 | 1 | 74122000 | 530056WHITE 00001 | 530056WHITE 00001
530057WHITE | RADIATOR & FAN-COIL VALVES | OPTIMA | AD 04 BRASS SINGLE COVER D.14 | RA | OPTIMA | 7.03 | 0.012 | 1 | 0 | 1 | 74122000 | 530057WHITE 00001 | 530057WHITE 00001
530058WHITE | RADIATOR & FAN-COIL VALVES | OPTIMA | AD 04 BRASS SINGLE COVER D.16 | RA | OPTIMA | 7.03 | 0.011 | 1 | 0 | 1 | 74122000 | 530058WHITE 00001 | 530058WHITE 00001
530059WHITE | RADIATOR & FAN-COIL VALVES | OPTIMA | AD 05 P.C.KIT D.18- 70MM-INT50 | RA | OPTIMA | 70.58 | 0 | 1 | 0 | 1 | 84819000 | 530059WHITE 00001 | 530059WHITE 00001
530060WHITE | RADIATOR & FAN-COIL VALVES | OPTIMA | AD 05 P.C.KIT D.18-160MM-INT50 | RA | OPTIMA | 79.42 | 0.18 | 1 | 0 | 1 | 84819000 | 530060WHITE 00001 | 530060WHITE 00001
530061WHITE | RADIATOR & FAN-COIL VALVES | OPTIMA | AD 06 P. COVER KIT D.18 - 70MM | RA | OPTIMA | 43.92 | 0.103 | 1 | 0 | 1 | 84819000 | 530061WHITE 00001 | 530061WHITE 00001
530062WHITE | RADIATOR & FAN-COIL VALVES | OPTIMA | AD 06 P. COVER KIT D.18 -160MM | RA | OPTIMA | 57.31 | 0.157 | 1 | 0 | 1 | 84819000 | 530062WHITE 00001 | 530062WHITE 00001
530063INOX | RADIATOR & FAN-COIL VALVES | OPTIMA | DF 03 FITT. FOR APEX 16/2,25 | RA | OPTIMA | 6.78 | 0.056 | 40 | 4 | 160 | 74122000 | 530063INOX 00040 | 530063INOX 00160
530066INOX | RADIATOR & FAN-COIL VALVES | OPTIMA | DF 02 FITT. FOR PEX 16/1,5 | RA | OPTIMA | 6.02 | 0 | 40 | 4 | 160 | 74122000 | 530066INOX 00040 | 530066INOX 00160
500671 | RADIATOR & FAN-COIL VALVES | THERMOSTATIC HEADS | T 3000 T.TERM.S/I IVAR | AA | THERMOSTATIC HEADS | 18.09 | 0.133 | 10 | 8 | 80 | 90321080 | 500671 00010 | 500671 00080
500850 | RADIATOR & FAN-COIL VALVES | THERMOSTATIC HEADS | T 3011 T.TERM.S/D2 IMM. 20/70 | AA | THERMOSTATIC HEADS | 53.29 | 0.202 | 5 | 8 | 40 | 90321080 | 500850 00005 | 500850 00040
500851 | RADIATOR & FAN-COIL VALVES | THERMOSTATIC HEADS | T 3012 T.TERM.S/D2 CONT.20/70 | AA | THERMOSTATIC HEADS | 45.95 | 0.177 | 5 | 8 | 40 | 90321080 | 500851 00005 | 500851 00040
501172 | RADIATOR & FAN-COIL VALVES | THERMOSTATIC HEADS | T 5000 T.TERM.S/I IVAR | AA | THERMOSTATIC HEADS | 18.1 | 0.134 | 10 | 8 | 80 | 90321080 | 501172 00010 | 501172 00080
501173 | RADIATOR & FAN-COIL VALVES | THERMOSTATIC HEADS | T 5010 T.TERM.S/D2 IVAR | AA | THERMOSTATIC HEADS | 48.48 | 0.194 | 5 | 8 | 40 | 90321080 | 501173 00005 | 501173 00040
501174 | RADIATOR & FAN-COIL VALVES | THERMOSTATIC HEADS | T 5010 T.TERM.S/D5 IVAR | AA | THERMOSTATIC HEADS | 55.13 | 0.208 | 5 | 8 | 40 | 90321080 | 501174 00005 | 501174 00040
501175 | RADIATOR & FAN-COIL VALVES | THERMOSTATIC HEADS | T 5011 T.TERM.S/D2 IMM. 20/60 | AA | THERMOSTATIC HEADS | 53.29 | 0.227 | 5 | 8 | 40 | 90321080 | 501175 00005 | 501175 00040
501176 | RADIATOR & FAN-COIL VALVES | THERMOSTATIC HEADS | T 5012 T.TERM.S/D2 CONT.20/70 | AA | THERMOSTATIC HEADS | 45.95 | 0.183 | 5 | 8 | 40 | 90321080 | 501176 00005 | 501176 00040
501177 | RADIATOR & FAN-COIL VALVES | THERMOSTATIC HEADS | T 5020 T.TERM.C/D2 MUR. IVAR | AA | THERMOSTATIC HEADS | 67.45 | 0.22 | 3 | 8 | 24 | 90321080 | 501177 00003 | 501177 00024
501178 | RADIATOR & FAN-COIL VALVES | THERMOSTATIC HEADS | T 5020 T.TERM.C/D5 MUR. IVAR | AA | THERMOSTATIC HEADS | 75.68 | 0.235 | 3 | 8 | 24 | 90321080 | 501178 00003 | 501178 00024
501179 | RADIATOR & FAN-COIL VALVES | THERMOSTATIC HEADS | T 5030 T.TERM.C/D2 INC. IVAR | AA | THERMOSTATIC HEADS | 65.25 | 0.269 | 2 | 8 | 16 | 90321080 | 501179 00002 | 501179 00016
501180 | RADIATOR & FAN-COIL VALVES | THERMOSTATIC HEADS | T 5030 T.TERM.C/D5 INC. IVAR | AA | THERMOSTATIC HEADS | 73.78 | 0.272 | 2 | 8 | 16 | 90321080 | 501180 00002 | 501180 00016
501520 | RADIATOR & FAN-COIL VALVES | THERMOSTATIC HEADS | T 3010 T.TERM.S/D2 IVAR | AA | THERMOSTATIC HEADS | 48.48 | 0.191 | 5 | 8 | 40 | 90321080 | 501520 00005 | 501520 00040
502800 | RADIATOR & FAN-COIL VALVES | THERMOSTATIC HEADS | T 4000 T.TERM.IVAR | AA | THERMOSTATIC HEADS | 18.93 | 0.137 | 8 | 8 | 64 | 90321080 | 502800 00008 | 502800 00064
502801 | RADIATOR & FAN-COIL VALVES | THERMOSTATIC HEADS | T 4010 T.TERM.S/D2 IVAR | AA | THERMOSTATIC HEADS | 49.32 | 0.194 | 4 | 8 | 32 | 90321080 | 502801 00004 | 502801 00032
502814 | RADIATOR & FAN-COIL VALVES | THERMOSTATIC HEADS | T 5013U T.TERM.25/50 | AA | THERMOSTATIC HEADS | 57.27 | 0.249 | 5 | 8 | 40 | 90321080 | 502814 00005 | 502814 00040
502841 | RADIATOR & FAN-COIL VALVES | THERMOSTATIC HEADS | T 1500 T.TERM.S/I IVAR | AA | THERMOSTATIC HEADS | 14.5 | 0.104 | 16 | 8 | 128 | 90321080 | 502841 00016 | 502841 00128
502843 | RADIATOR & FAN-COIL VALVES | THERMOSTATIC HEADS | T 1500 T.TERM.M 28 S/I IVAR | AA | THERMOSTATIC HEADS | 14.5 | 0.103 | 16 | 8 | 128 | 90321080 | 502843 00016 | 502843 00128
591142 | RADIATOR & FAN-COIL VALVES | THERMOSTATIC HEADS | T 5005 TST TERM.CA S/S CERTITA | AA | THERMOSTATIC HEADS | 29.05 | 0.138 | 10 | 8 | 80 | 90321080 | 591142 00010 | 591142 00080
500058HT | RADIATOR & FAN-COIL VALVES | THERMOSTATIC HEADS | T 5000 T.TERM. SCAT.SING. IV | AA | THERMOSTATIC HEADS | 19.99 | 0.138 | 1 | 60 | 60 | 90321080 | 500058HT 00001 | 500058HT 00060
500587C | RADIATOR & FAN-COIL VALVES | THERMOSTATIC HEADS | T 1000 T.TERM.C/BLOCCO CROMO | AA | THERMOSTATIC HEADS | 28.95 | 0.076 | 16 | 8 | 128 | 90321080 | 500587C 00016 | 500587C 00128
501172C | RADIATOR & FAN-COIL VALVES | THERMOSTATIC HEADS | T 5000 T.TERM.S/I CROMO IVAR | AA | THERMOSTATIC HEADS | 42.57 | 0.137 | 10 | 8 | 80 | 90321080 | 501172C 00010 | 501172C 00080
501173HT | RADIATOR & FAN-COIL VALVES | THERMOSTATIC HEADS | T 5010 T.TERM.S/D2 IVAR | AA | THERMOSTATIC HEADS | 51.26 | 0.198 | 1 | 32 | 32 | 90321080 | 501173HT 00001 | 501173HT 00032
501174HT | RADIATOR & FAN-COIL VALVES | THERMOSTATIC HEADS | T 5010 T.TERM.S/D5 IVAR | AA | THERMOSTATIC HEADS | 58.09 | 0.211 | 1 | 32 | 32 | 90321080 | 501174HT 00001 | 501174HT 00032
501175U | RADIATOR & FAN-COIL VALVES | THERMOSTATIC HEADS | T 5011U T. TERM.30/55 X UNIMIX | AA | THERMOSTATIC HEADS | 54.57 | 0.328 | 5 | 8 | 40 | 90321080 | 501175U 00005 | 501175U 00040
502841C | RADIATOR & FAN-COIL VALVES | THERMOSTATIC HEADS | T 1500 T.TERM.S/I CROMO IVAR | AA | THERMOSTATIC HEADS | 31.76 | 0.119 | 1 | 91 | 91 | 90321080 | 502841C 00001 | 502841C 00091
500308 | RADIATOR & FAN-COIL VALVES | THERMOSTATIC VALVES | VD 2101 VALV.TERM.DIR. DN20 | BA | THERMOSTATIC VALVES | 21.62 | 0.329 | 8 | 4 | 32 | 84818031 | 500308 00008 | 500308 00032
500309 | RADIATOR & FAN-COIL VALVES | THERMOSTATIC VALVES | VS 2102 VALV.TERM.SQ. DN20 | BA | THERMOSTATIC VALVES | 20.35 | 0.316 | 8 | 8 | 64 | 84818031 | 500309 00008 | 500309 00064
500388 | RADIATOR & FAN-COIL VALVES | THERMOSTATIC VALVES | VDS 01 TERM. 3/4 D.&S. X TESTA | BA | THERMOSTATIC VALVES | 40.4 | 0.52 | 5 | 8 | 40 | 84818031 | 500388 00005 | 500388 00040
500399 | RADIATOR & FAN-COIL VALVES | THERMOSTATIC VALVES | VCR 2132 V.CORPO REV. DN15 | BA | THERMOSTATIC VALVES | 15.13 | 0.254 | 10 | 8 | 80 | 84818031 | 500399 00010 | 500399 00080
500403 | RADIATOR & FAN-COIL VALVES | THERMOSTATIC VALVES | VDS 01 V.T. 3/4-1" D&S X TESTA | BA | THERMOSTATIC VALVES | 42 | 0.523 | 5 | 8 | 40 | 84818031 | 500403 00005 | 500403 00040
500430 | RADIATOR & FAN-COIL VALVES | THERMOSTATIC VALVES | VCD 2166 V.COAX.DX EK | BA | THERMOSTATIC VALVES | 19.13 | 0.279 | 10 | 8 | 80 | 84818031 | 500430 00010 | 500430 00080
500433 | RADIATOR & FAN-COIL VALVES | THERMOSTATIC VALVES | VCS 2162 V.COAX.SX DN15 | BA | THERMOSTATIC VALVES | 19.13 | 0.28 | 10 | 8 | 80 | 84818031 | 500433 00010 | 500433 00080
500439 | RADIATOR & FAN-COIL VALVES | THERMOSTATIC VALVES | VD 2101 VALV.TERM.DIR. DN10 | BA | THERMOSTATIC VALVES | 13.31 | 0.21 | 10 | 8 | 80 | 84818031 | 500439 00010 | 500439 00080
500440 | RADIATOR & FAN-COIL VALVES | THERMOSTATIC VALVES | VD 2101 VALV.TERM.DIR. DN15 | BA | THERMOSTATIC VALVES | 14.61 | 0.245 | 10 | 8 | 80 | 84818031 | 500440 00010 | 500440 00080
500473 | RADIATOR & FAN-COIL VALVES | THERMOSTATIC VALVES | VD 2105 VALV.TERM.DIR. EK | BA | THERMOSTATIC VALVES | 14.31 | 0.237 | 10 | 8 | 80 | 84818031 | 500473 00010 | 500473 00080
500479 | RADIATOR & FAN-COIL VALVES | THERMOSTATIC VALVES | VD 2111 VALV.TERM.DIR.RA DN15 | BA | THERMOSTATIC VALVES | 18.37 | 0.31 | 10 | 4 | 40 | 84818031 | 500479 00010 | 500479 00040
500496 | RADIATOR & FAN-COIL VALVES | THERMOSTATIC VALVES | VD 2115 VALV.TERM.DIR.RA EK | BA | THERMOSTATIC VALVES | 18.1 | 0.301 | 10 | 8 | 80 | 84818031 | 500496 00010 | 500496 00080
500500 | RADIATOR & FAN-COIL VALVES | THERMOSTATIC VALVES | VS 2102 VALV.TERM.SQ. DN10 | BA | THERMOSTATIC VALVES | 11.97 | 0.186 | 10 | 8 | 80 | 84818031 | 500500 00010 | 500500 00080
500501 | RADIATOR & FAN-COIL VALVES | THERMOSTATIC VALVES | VS 2102 VALV.TERM.SQ. DN15 | BA | THERMOSTATIC VALVES | 13.45 | 0.221 | 10 | 8 | 80 | 84818031 | 500501 00010 | 500501 00080
500502 | RADIATOR & FAN-COIL VALVES | THERMOSTATIC VALVES | V.TERM.DIR.1 | BA | THERMOSTATIC VALVES | 63.54 | 0.531 | 5 | 8 | 40 | 84818031 | 500502 00005 | 500502 00040
500503 | RADIATOR & FAN-COIL VALVES | THERMOSTATIC VALVES | V.TERM.SQ.1 | BA | THERMOSTATIC VALVES | 61.38 | 0.473 | 5 | 8 | 40 | 84818031 | 500503 00005 | 500503 00040
500504 | RADIATOR & FAN-COIL VALVES | THERMOSTATIC VALVES | V.TERM.DIR.1 1/4 | BA | THERMOSTATIC VALVES | 89.8 | 0.725 | 4 | 8 | 32 | 84818031 | 500504 00004 | 500504 00032
500505 | RADIATOR & FAN-COIL VALVES | THERMOSTATIC VALVES | V.TERM.SQ.1 1/4 | BA | THERMOSTATIC VALVES | 79.89 | 0 | 4 | 8 | 32 | 84818031 | 500505 00004 | 500505 00032
500518 | RADIATOR & FAN-COIL VALVES | THERMOSTATIC VALVES | VCS 2166 V.COAX.SX EK | BA | THERMOSTATIC VALVES | 19.13 | 0.273 | 10 | 8 | 80 | 84818031 | 500518 00010 | 500518 00080
500558 | RADIATOR & FAN-COIL VALVES | THERMOSTATIC VALVES | VCR 2136 V.CORPO REV. EK | BA | THERMOSTATIC VALVES | 15.13 | 0.25 | 10 | 8 | 80 | 84818031 | 500558 00010 | 500558 00080
500805 | RADIATOR & FAN-COIL VALVES | THERMOSTATIC VALVES | VS 2106 VALV.TERM.SQ. EK | BA | THERMOSTATIC VALVES | 13.12 | 0.211 | 10 | 8 | 80 | 84818031 | 500805 00010 | 500805 00080
500829 | RADIATOR & FAN-COIL VALVES | THERMOSTATIC VALVES | VCD 2162 V.COAX.DX DN15 | BA | THERMOSTATIC VALVES | 19.13 | 0.28 | 10 | 8 | 80 | 84818031 | 500829 00010 | 500829 00080
500890 | RADIATOR & FAN-COIL VALVES | THERMOSTATIC VALVES | VD 2127 VALV.TERM.DIR.S/R. EK | BA | THERMOSTATIC VALVES | 11.38 | 0.175 | 10 | 8 | 80 | 84818031 | 500890 00010 | 500890 00080
510211 | RADIATOR & FAN-COIL VALVES | THERMOSTATIC VALVES | VS 1102 VALV.TERM.SQ.DN10 TF | BA | THERMOSTATIC VALVES | 11.11 | 0.128 | 10 | 8 | 80 | 84818031 | 510211 00010 | 510211 00080
510212 | RADIATOR & FAN-COIL VALVES | THERMOSTATIC VALVES | VS 1102 VALV.TERM.SQ.DN15 TF | BA | THERMOSTATIC VALVES | 11.35 | 0.134 | 10 | 8 | 80 | 84818031 | 510212 00010 | 510212 00080
510213 | RADIATOR & FAN-COIL VALVES | THERMOSTATIC VALVES | VS 1104 VALV.TERM.SQ. M24 | BA | THERMOSTATIC VALVES | 10.99 | 0.125 | 10 | 8 | 80 | 84818031 | 510213 00010 | 510213 00080
510220 | RADIATOR & FAN-COIL VALVES | THERMOSTATIC VALVES | VS 1104 VALV.TERM.SQ. G1/2 | BA | THERMOSTATIC VALVES | 11.12 | 0.12 | 10 | 8 | 80 | 84818031 | 510220 00010 | 510220 00080
510223 | RADIATOR & FAN-COIL VALVES | THERMOSTATIC VALVES | VS 1104 V.TERM.SQ.M24 X 3/8 | BA | THERMOSTATIC VALVES | 10.92 | 0.123 | 10 | 8 | 80 | 84818031 | 510223 00010 | 510223 00080
510226 | RADIATOR & FAN-COIL VALVES | THERMOSTATIC VALVES | VS 1104 V.TERM.SQ.G1/2 X 3/8 | BA | THERMOSTATIC VALVES | 11.06 | 0.118 | 10 | 8 | 80 | 84818031 | 510226 00010 | 510226 00080
500308NPT | RADIATOR & FAN-COIL VALVES | THERMOSTATIC VALVES | VD 2101 VALV.TERM.DIR.DN20 NPT | BA | THERMOSTATIC VALVES | 22.04 | 0.329 | 10 | 4 | 40 | 84818031 | 500308NPT 00010 | 500308NPT 00040
500308RC | RADIATOR & FAN-COIL VALVES | THERMOSTATIC VALVES | VD 2101 VALV.TERM.DIR. DN20 | BA | THERMOSTATIC VALVES | 22.67 | 0.328 | 8 | 4 | 32 | 84818031 | 500308RC 00008 | 500308RC 00032
500308T | RADIATOR & FAN-COIL VALVES | THERMOSTATIC VALVES | VD 2101 VALV.TERM.DIR. DN20 | BA | THERMOSTATIC VALVES | 23.18 | 0.35 | 8 | 4 | 32 | 84818031 | 500308T 00008 | 500308T 00032
500308TRC | RADIATOR & FAN-COIL VALVES | THERMOSTATIC VALVES | VD 2101 VALV.TERM.DIR. DN20 | BA | THERMOSTATIC VALVES | 24.23 | 0.329 | 8 | 4 | 32 | 84818031 | 500308TRC 00008 | 500308TRC 00032
500309NPT | RADIATOR & FAN-COIL VALVES | THERMOSTATIC VALVES | VS 2102 VALV.TERM.SQ.DN20 NPT | BA | THERMOSTATIC VALVES | 20.72 | 0.312 | 10 | 8 | 80 | 84818031 | 500309NPT 00010 | 500309NPT 00080
500309RC | RADIATOR & FAN-COIL VALVES | THERMOSTATIC VALVES | VS 2102 VALV.TERM.SQ. DN20 | BA | THERMOSTATIC VALVES | 21.38 | 0.316 | 8 | 8 | 64 | 84818031 | 500309RC 00008 | 500309RC 00064
500309T | RADIATOR & FAN-COIL VALVES | THERMOSTATIC VALVES | VS 2102 VALV.TERM.SQ. DN20 | BA | THERMOSTATIC VALVES | 21.89 | 0.316 | 8 | 8 | 64 | 84818031 | 500309T 00008 | 500309T 00064
500309TRC | RADIATOR & FAN-COIL VALVES | THERMOSTATIC VALVES | VS 2102 VALV.TERM.SQ. DN20 | BA | THERMOSTATIC VALVES | 22.94 | 0.336 | 8 | 8 | 64 | 84818031 | 500309TRC 00008 | 500309TRC 00064
500388M | RADIATOR & FAN-COIL VALVES | THERMOSTATIC VALVES | VDS 02 TERM.3/4 D.&S. X MOTORE | BA | THERMOSTATIC VALVES | 46.01 | 0.535 | 5 | 8 | 40 | 84818031 | 500388M 00005 | 500388M 00040
500399NPT | RADIATOR & FAN-COIL VALVES | THERMOSTATIC VALVES | VCR 2132 V.CORPO REV.DN15 NPT | BA | THERMOSTATIC VALVES | 19.27 | 0.285 | 10 | 8 | 80 | 84818031 | 500399NPT 00010 | 500399NPT 00080
500399RC | RADIATOR & FAN-COIL VALVES | THERMOSTATIC VALVES | VCR 2132 V.CORPO REV. DN15 | BA | THERMOSTATIC VALVES | 15.8 | 0.254 | 10 | 8 | 80 | 84818031 | 500399RC 00010 | 500399RC 00080
500399T | RADIATOR & FAN-COIL VALVES | THERMOSTATIC VALVES | VCR 2132 V.CORPO REV. DN15 | BA | THERMOSTATIC VALVES | 16.35 | 0.267 | 10 | 8 | 80 | 84818031 | 500399T 00010 | 500399T 00080
500399TRC | RADIATOR & FAN-COIL VALVES | THERMOSTATIC VALVES | VCR 2132 V.CORPO REV. DN15 | BA | THERMOSTATIC VALVES | 17.01 | 0.254 | 10 | 8 | 80 | 84818031 | 500399TRC 00010 | 500399TRC 00080
500403M | RADIATOR & FAN-COIL VALVES | THERMOSTATIC VALVES | VDS 02 V.T. 3/4-1" D&S X MOTOR | BA | THERMOSTATIC VALVES | 46.01 | 0.528 | 5 | 8 | 40 | 84818031 | 500403M 00005 | 500403M 00040
500430R | RADIATOR & FAN-COIL VALVES | THERMOSTATIC VALVES | VCD 2166 V.COAX.DX EK | BA | THERMOSTATIC VALVES | 19.5 | 0.279 | 10 | 8 | 80 | 84818031 | 500430R 00010 | 500430R 00080
500430RC | RADIATOR & FAN-COIL VALVES | THERMOSTATIC VALVES | VCD 2166 V.COAX.DX EK | BA | THERMOSTATIC VALVES | 19.78 | 0.284 | 10 | 8 | 80 | 84818031 | 500430RC 00010 | 500430RC 00080
500430RCR | RADIATOR & FAN-COIL VALVES | THERMOSTATIC VALVES | VCD 2166 V.COAX.DX EK | BA | THERMOSTATIC VALVES | 20.08 | 0.285 | 10 | 8 | 80 | 84818031 | 500430RCR 00010 | 500430RCR 00080
500430T | RADIATOR & FAN-COIL VALVES | THERMOSTATIC VALVES | VCD 2166 V.COAX.DX EK | BA | THERMOSTATIC VALVES | 20.68 | 0.294 | 10 | 8 | 80 | 84818031 | 500430T 00010 | 500430T 00080
500430TR | RADIATOR & FAN-COIL VALVES | THERMOSTATIC VALVES | VCD 2166 V.COAX.DX EK | BA | THERMOSTATIC VALVES | 21.06 | 0.292 | 10 | 8 | 80 | 84818031 | 500430TR 00010 | 500430TR 00080
500430TRC | RADIATOR & FAN-COIL VALVES | THERMOSTATIC VALVES | VCD 2166 V.COAX.DX EK | BA | THERMOSTATIC VALVES | 21.32 | 0.3 | 10 | 8 | 80 | 84818031 | 500430TRC 00010 | 500430TRC 00080
500430TRCR | RADIATOR & FAN-COIL VALVES | THERMOSTATIC VALVES | VCD 2166 V.COAX.DX EK | BA | THERMOSTATIC VALVES | 21.62 | 0.285 | 10 | 8 | 80 | 84818031 | 500430TRCR 00010 | 500430TRCR 00080
500433RC | RADIATOR & FAN-COIL VALVES | THERMOSTATIC VALVES | VCS 2162 V.COAX.SX DN15 | BA | THERMOSTATIC VALVES | 19.78 | 0.28 | 10 | 8 | 80 | 84818031 | 500433RC 00010 | 500433RC 00080
500433T | RADIATOR & FAN-COIL VALVES | THERMOSTATIC VALVES | VCS 2162 V.COAX.SX DN15 | BA | THERMOSTATIC VALVES | 20.68 | 0.296 | 10 | 8 | 80 | 84818031 | 500433T 00010 | 500433T 00080
500433TRC | RADIATOR & FAN-COIL VALVES | THERMOSTATIC VALVES | VCS 2162 V.COAX.SX DN15 | BA | THERMOSTATIC VALVES | 21.32 | 0.28 | 10 | 8 | 80 | 84818031 | 500433TRC 00010 | 500433TRC 00080
500439RC | RADIATOR & FAN-COIL VALVES | THERMOSTATIC VALVES | VD 2101 VALV.TERM.DIR. DN10 | BA | THERMOSTATIC VALVES | 14.62 | 0.21 | 10 | 8 | 80 | 84818031 | 500439RC 00010 | 500439RC 00080
500439T | RADIATOR & FAN-COIL VALVES | THERMOSTATIC VALVES | VD 2101 VALV.TERM.DIR. DN10 | BA | THERMOSTATIC VALVES | 14.88 | 0.22 | 10 | 8 | 80 | 84818031 | 500439T 00010 | 500439T 00080
500439TRC | RADIATOR & FAN-COIL VALVES | THERMOSTATIC VALVES | VD 2101 VALV.TERM.DIR. DN10 | BA | THERMOSTATIC VALVES | 16.17 | 0.22 | 10 | 8 | 80 | 84818031 | 500439TRC 00010 | 500439TRC 00080
500440NPT | RADIATOR & FAN-COIL VALVES | THERMOSTATIC VALVES | VD 2101 VALV.TERM.DIR.DN15 NPT | BA | THERMOSTATIC VALVES | 18.81 | 0.264 | 10 | 8 | 80 | 84818031 | 500440NPT 00010 | 500440NPT 00080
500440RC | RADIATOR & FAN-COIL VALVES | THERMOSTATIC VALVES | VD 2101 VALV.TERM.DIR. DN15 | BA | THERMOSTATIC VALVES | 15.24 | 0.245 | 10 | 8 | 80 | 84818031 | 500440RC 00010 | 500440RC 00080
500440T | RADIATOR & FAN-COIL VALVES | THERMOSTATIC VALVES | VD 2101 VALV.TERM.DIR. DN15 | BA | THERMOSTATIC VALVES | 16.15 | 0.265 | 10 | 8 | 80 | 84818031 | 500440T 00010 | 500440T 00080
500440TRC | RADIATOR & FAN-COIL VALVES | THERMOSTATIC VALVES | VD 2101 VALV.TERM.DIR. DN15 | BA | THERMOSTATIC VALVES | 16.8 | 0.245 | 10 | 8 | 80 | 84818031 | 500440TRC 00010 | 500440TRC 00080
500473NPT | RADIATOR & FAN-COIL VALVES | THERMOSTATIC VALVES | VD 2105 VALV.TERM.DIR.EK NPT | BA | THERMOSTATIC VALVES | 18.19 | 0.25 | 10 | 8 | 80 | 84818031 | 500473NPT 00010 | 500473NPT 00080
500473R | RADIATOR & FAN-COIL VALVES | THERMOSTATIC VALVES | VD 2105 VALV.TERM.DIR. EK | BA | THERMOSTATIC VALVES | 14.68 | 0.237 | 10 | 8 | 80 | 84818031 | 500473R 00010 | 500473R 00080
500473RC | RADIATOR & FAN-COIL VALVES | THERMOSTATIC VALVES | VD 2105 VALV.TERM.DIR. EK | BA | THERMOSTATIC VALVES | 14.95 | 0.237 | 10 | 8 | 80 | 84818031 | 500473RC 00010 | 500473RC 00080
500473RCR | RADIATOR & FAN-COIL VALVES | THERMOSTATIC VALVES | VD 2105 VALV.TERM.DIR. EK | BA | THERMOSTATIC VALVES | 15.24 | 0.237 | 10 | 8 | 80 | 84818031 | 500473RCR 00010 | 500473RCR 00080
500473T | RADIATOR & FAN-COIL VALVES | THERMOSTATIC VALVES | VD 2105 VALV.TERM.DIR. EK | BA | THERMOSTATIC VALVES | 15.85 | 0.254 | 10 | 8 | 80 | 84818031 | 500473T 00010 | 500473T 00080
500473TR | RADIATOR & FAN-COIL VALVES | THERMOSTATIC VALVES | VD 2105 VALV.TERM.DIR. EK | BA | THERMOSTATIC VALVES | 16.23 | 0.249 | 10 | 8 | 80 | 84818031 | 500473TR 00010 | 500473TR 00080
500473TRC | RADIATOR & FAN-COIL VALVES | THERMOSTATIC VALVES | VD 2105 VALV.TERM.DIR. EK | BA | THERMOSTATIC VALVES | 16.51 | 0.237 | 10 | 8 | 80 | 84818031 | 500473TRC 00010 | 500473TRC 00080
500473TRCR | RADIATOR & FAN-COIL VALVES | THERMOSTATIC VALVES | VD 2105 VALV.TERM.DIR. EK | BA | THERMOSTATIC VALVES | 16.8 | 0.237 | 10 | 8 | 80 | 84818031 | 500473TRCR 00010 | 500473TRCR 00080
500500RC | RADIATOR & FAN-COIL VALVES | THERMOSTATIC VALVES | VS 2102 VALV.TERM.SQ. DN10 | BA | THERMOSTATIC VALVES | 13.27 | 0.186 | 10 | 8 | 80 | 84818031 | 500500RC 00010 | 500500RC 00080
500500T | RADIATOR & FAN-COIL VALVES | THERMOSTATIC VALVES | VS 2102 VALV.TERM.SQ. DN10 | BA | THERMOSTATIC VALVES | 13.53 | 0.199 | 10 | 8 | 80 | 84818031 | 500500T 00010 | 500500T 00080
500500TRC | RADIATOR & FAN-COIL VALVES | THERMOSTATIC VALVES | VS 2102 VALV.TERM.SQ. DN10 | BA | THERMOSTATIC VALVES | 14.81 | 0.199 | 10 | 8 | 80 | 84818031 | 500500TRC 00010 | 500500TRC 00080
500501NPT | RADIATOR & FAN-COIL VALVES | THERMOSTATIC VALVES | VS 2102 VALV.TERM.SQ.DN15 NPT | BA | THERMOSTATIC VALVES | 17.28 | 0.236 | 10 | 8 | 80 | 84818031 | 500501NPT 00010 | 500501NPT 00080
500501RC | RADIATOR & FAN-COIL VALVES | THERMOSTATIC VALVES | VS 2102 VALV.TERM.SQ. DN15 | BA | THERMOSTATIC VALVES | 14.08 | 0.23 | 10 | 8 | 80 | 84818031 | 500501RC 00010 | 500501RC 00080
500501T | RADIATOR & FAN-COIL VALVES | THERMOSTATIC VALVES | VS 2102 VALV.TERM.SQ. DN15 | BA | THERMOSTATIC VALVES | 14.98 | 0.235 | 10 | 8 | 80 | 84818031 | 500501T 00010 | 500501T 00080
500501TRC | RADIATOR & FAN-COIL VALVES | THERMOSTATIC VALVES | VS 2102 VALV.TERM.SQ. DN15 | BA | THERMOSTATIC VALVES | 15.64 | 0.23 | 10 | 8 | 80 | 84818031 | 500501TRC 00010 | 500501TRC 00080
500502NPT | RADIATOR & FAN-COIL VALVES | THERMOSTATIC VALVES | V.TERM.DIR.1 NPT | BA | THERMOSTATIC VALVES | 65.34 | 0 | 5 | 8 | 40 | 84818031 | 500502NPT 00005 | 500502NPT 00040
500502RC | RADIATOR & FAN-COIL VALVES | THERMOSTATIC VALVES | V.TERM.DIR.1 RC | BA | THERMOSTATIC VALVES | 65.62 | 0.519 | 5 | 8 | 40 | 84818031 | 500502RC 00005 | 500502RC 00040
500503NPT | RADIATOR & FAN-COIL VALVES | THERMOSTATIC VALVES | V.TERM.SQ.1 NPT | BA | THERMOSTATIC VALVES | 63.48 | 0 | 5 | 8 | 40 | 84818031 | 500503NPT 00005 | 500503NPT 00040
500503RC | RADIATOR & FAN-COIL VALVES | THERMOSTATIC VALVES | V.TERM.SQ.1 RC | BA | THERMOSTATIC VALVES | 63.57 | 0.464 | 5 | 8 | 40 | 84818031 | 500503RC 00005 | 500503RC 00040
500504NPT | RADIATOR & FAN-COIL VALVES | THERMOSTATIC VALVES | V.TERM.DIR.1 1/4 NPT | BA | THERMOSTATIC VALVES | 90.37 | 0.776 | 4 | 8 | 32 | 84818031 | 500504NPT 00004 | 500504NPT 00032
500504RC | RADIATOR & FAN-COIL VALVES | THERMOSTATIC VALVES | V.TERM.DIR.1 1/4 RC | BA | THERMOSTATIC VALVES | 92.56 | 0 | 4 | 8 | 32 | 84818031 | 500504RC 00004 | 500504RC 00032
500505NPT | RADIATOR & FAN-COIL VALVES | THERMOSTATIC VALVES | V.TERM.SQ.1 1/4 NPT | BA | THERMOSTATIC VALVES | 80.14 | 0.67 | 4 | 8 | 32 | 84818031 | 500505NPT 00004 | 500505NPT 00032
500505RC | RADIATOR & FAN-COIL VALVES | THERMOSTATIC VALVES | V.TERM.SQ.1 1/4 RC | BA | THERMOSTATIC VALVES | 82.64 | 0.52 | 4 | 8 | 32 | 84818031 | 500505RC 00004 | 500505RC 00032
500518NPT | RADIATOR & FAN-COIL VALVES | THERMOSTATIC VALVES | VCS 2166 V.COAX.SX EK NPT | BA | THERMOSTATIC VALVES | 24.4 | 0.286 | 10 | 8 | 80 | 84818031 | 500518NPT 00010 | 500518NPT 00080
500518R | RADIATOR & FAN-COIL VALVES | THERMOSTATIC VALVES | VCS 2166 V.COAX.SX EK | BA | THERMOSTATIC VALVES | 19.5 | 0.273 | 10 | 8 | 80 | 84818031 | 500518R 00010 | 500518R 00080
500518RC | RADIATOR & FAN-COIL VALVES | THERMOSTATIC VALVES | VCS 2166 V.COAX.SX EK | BA | THERMOSTATIC VALVES | 19.78 | 0.279 | 10 | 8 | 80 | 84818031 | 500518RC 00010 | 500518RC 00080
500518RCR | RADIATOR & FAN-COIL VALVES | THERMOSTATIC VALVES | VCS 2166 V.COAX.SX EK | BA | THERMOSTATIC VALVES | 20.08 | 0.285 | 10 | 8 | 80 | 84818031 | 500518RCR 00010 | 500518RCR 00080
500518T | RADIATOR & FAN-COIL VALVES | THERMOSTATIC VALVES | VCS 2166 V.COAX.SX EK | BA | THERMOSTATIC VALVES | 20.68 | 0.294 | 10 | 8 | 80 | 84818031 | 500518T 00010 | 500518T 00080
500518TR | RADIATOR & FAN-COIL VALVES | THERMOSTATIC VALVES | VCS 2166 V.COAX.SX EK | BA | THERMOSTATIC VALVES | 21.06 | 0.292 | 10 | 8 | 80 | 84818031 | 500518TR 00010 | 500518TR 00080
500518TRC | RADIATOR & FAN-COIL VALVES | THERMOSTATIC VALVES | VCS 2166 V.COAX.SX EK | BA | THERMOSTATIC VALVES | 21.32 | 0.296 | 10 | 8 | 80 | 84818031 | 500518TRC 00010 | 500518TRC 00080
500518TRCR | RADIATOR & FAN-COIL VALVES | THERMOSTATIC VALVES | VCS 2166 V.COAX.SX EK | BA | THERMOSTATIC VALVES | 21.62 | 0.273 | 10 | 8 | 80 | 84818031 | 500518TRCR 00010 | 500518TRCR 00080
500558NPT | RADIATOR & FAN-COIL VALVES | THERMOSTATIC VALVES | VCR 2136 V.CORPO REV. EK NPT | BA | THERMOSTATIC VALVES | 19.27 | 0.255 | 10 | 8 | 80 | 84818031 | 500558NPT 00010 | 500558NPT 00080
500558R | RADIATOR & FAN-COIL VALVES | THERMOSTATIC VALVES | VCR 2136 V.CORPO REV. EK | BA | THERMOSTATIC VALVES | 15.51 | 0.25 | 10 | 8 | 80 | 84818031 | 500558R 00010 | 500558R 00080
500558RC | RADIATOR & FAN-COIL VALVES | THERMOSTATIC VALVES | VCR 2136 V.CORPO REV. EK | BA | THERMOSTATIC VALVES | 15.8 | 0.25 | 10 | 8 | 80 | 84818031 | 500558RC 00010 | 500558RC 00080
500558RCR | RADIATOR & FAN-COIL VALVES | THERMOSTATIC VALVES | VCR 2136 V.CORPO REV. EK | BA | THERMOSTATIC VALVES | 16.09 | 0.25 | 10 | 8 | 80 | 84818031 | 500558RCR 00010 | 500558RCR 00080
500558T | RADIATOR & FAN-COIL VALVES | THERMOSTATIC VALVES | VCR 2136 V.CORPO REV. EK | BA | THERMOSTATIC VALVES | 16.69 | 0.263 | 10 | 8 | 80 | 84818031 | 500558T 00010 | 500558T 00080
500558TR | RADIATOR & FAN-COIL VALVES | THERMOSTATIC VALVES | VCR 2136 V.CORPO REV. EK | BA | THERMOSTATIC VALVES | 17.07 | 0.26 | 10 | 8 | 80 | 84818031 | 500558TR 00010 | 500558TR 00080
500558TRC | RADIATOR & FAN-COIL VALVES | THERMOSTATIC VALVES | VCR 2136 V.CORPO REV. EK | BA | THERMOSTATIC VALVES | 17.35 | 0.272 | 10 | 8 | 80 | 84818031 | 500558TRC 00010 | 500558TRC 00080
500558TRCR | RADIATOR & FAN-COIL VALVES | THERMOSTATIC VALVES | VCR 2136 V.CORPO REV. EK | BA | THERMOSTATIC VALVES | 17.64 | 0.273 | 10 | 8 | 80 | 84818031 | 500558TRCR 00010 | 500558TRCR 00080
500805NPT | RADIATOR & FAN-COIL VALVES | THERMOSTATIC VALVES | VS 2106 VALV.TERM.SQ. EK NPT | BA | THERMOSTATIC VALVES | 16.58 | 0.221 | 10 | 8 | 80 | 84818031 | 500805NPT 00010 | 500805NPT 00080
500805R | RADIATOR & FAN-COIL VALVES | THERMOSTATIC VALVES | VS 2106 VALV.TERM.SQ. EK | BA | THERMOSTATIC VALVES | 13.5 | 0.211 | 10 | 8 | 80 | 84818031 | 500805R 00010 | 500805R 00080
500805RC | RADIATOR & FAN-COIL VALVES | THERMOSTATIC VALVES | VS 2106 VALV.TERM.SQ. EK | BA | THERMOSTATIC VALVES | 13.77 | 0.222 | 10 | 8 | 80 | 84818031 | 500805RC 00010 | 500805RC 00080
500805RCR | RADIATOR & FAN-COIL VALVES | THERMOSTATIC VALVES | VS 2106 VALV.TERM.SQ. EK | BA | THERMOSTATIC VALVES | 14.07 | 0.196 | 10 | 8 | 80 | 84818031 | 500805RCR 00010 | 500805RCR 00080
500805T | RADIATOR & FAN-COIL VALVES | THERMOSTATIC VALVES | VS 2106 VALV.TERM.SQ. EK | BA | THERMOSTATIC VALVES | 14.68 | 0.231 | 10 | 8 | 80 | 84818031 | 500805T 00010 | 500805T 00080
500805TR | RADIATOR & FAN-COIL VALVES | THERMOSTATIC VALVES | VS 2106 VALV.TERM.SQ. EK | BA | THERMOSTATIC VALVES | 15.05 | 0.211 | 10 | 8 | 80 | 84818031 | 500805TR 00010 | 500805TR 00080
500805TRC | RADIATOR & FAN-COIL VALVES | THERMOSTATIC VALVES | VS 2106 VALV.TERM.SQ. EK | BA | THERMOSTATIC VALVES | 15.33 | 0.236 | 10 | 8 | 80 | 84818031 | 500805TRC 00010 | 500805TRC 00080
500805TRCR | RADIATOR & FAN-COIL VALVES | THERMOSTATIC VALVES | VS 2106 VALV.TERM.SQ. EK | BA | THERMOSTATIC VALVES | 15.63 | 0.234 | 10 | 8 | 80 | 84818031 | 500805TRCR 00010 | 500805TRCR 00080
500829RC | RADIATOR & FAN-COIL VALVES | THERMOSTATIC VALVES | VCD 2162 V.COAX.DX DN15 | BA | THERMOSTATIC VALVES | 19.78 | 0.28 | 10 | 8 | 80 | 84818031 | 500829RC 00010 | 500829RC 00080
500829T | RADIATOR & FAN-COIL VALVES | THERMOSTATIC VALVES | VCD 2162 V.COAX.DX DN15 | BA | THERMOSTATIC VALVES | 20.68 | 0.293 | 10 | 8 | 80 | 84818031 | 500829T 00010 | 500829T 00080
500829TRC | RADIATOR & FAN-COIL VALVES | THERMOSTATIC VALVES | VCD 2162 V.COAX.DX DN15 | BA | THERMOSTATIC VALVES | 21.32 | 0.296 | 10 | 8 | 80 | 84818031 | 500829TRC 00010 | 500829TRC 00080
500890T | RADIATOR & FAN-COIL VALVES | THERMOSTATIC VALVES | VD 2127 VALV.TERM.DIR.S/R. EK | BA | THERMOSTATIC VALVES | 12.94 | 0.193 | 10 | 8 | 80 | 84818031 | 500890T 00010 | 500890T 00080
506077DX | RADIATOR & FAN-COIL VALVES | THERMOSTATIC VALVES | VCD 2162 V.COAX.DX DN10 | BA | THERMOSTATIC VALVES | 19.13 | 0.287 | 10 | 8 | 80 | 84818031 | 506077DX 00010 | 506077DX 00080
506077DXRC | RADIATOR & FAN-COIL VALVES | THERMOSTATIC VALVES | VCD 2162 V.COAX.DX DN10 | BA | THERMOSTATIC VALVES | 20.42 | 0.287 | 10 | 8 | 80 | 84818031 | 506077DXRC 00010 | 506077DXRC 00080
506077DXT | RADIATOR & FAN-COIL VALVES | THERMOSTATIC VALVES | VCD 2162 V.COAX.DX DN10 | BA | THERMOSTATIC VALVES | 20.68 | 0.304 | 10 | 8 | 80 | 84818031 | 506077DXT 00010 | 506077DXT 00080
506077DXTRC | RADIATOR & FAN-COIL VALVES | THERMOSTATIC VALVES | VCD 2162 V.COAX.DX DN10 | BA | THERMOSTATIC VALVES | 21.98 | 0.301 | 10 | 8 | 80 | 84818031 | 506077DXTRC 00010 | 506077DXTRC 00080
506077SX | RADIATOR & FAN-COIL VALVES | THERMOSTATIC VALVES | VCS 2162 V.COAX.SX DN10 | BA | THERMOSTATIC VALVES | 19.13 | 0.292 | 10 | 8 | 80 | 84818031 | 506077SX 00010 | 506077SX 00080
506077SXRC | RADIATOR & FAN-COIL VALVES | THERMOSTATIC VALVES | VCS 2162 V.COAX.SX DN10 | BA | THERMOSTATIC VALVES | 20.42 | 0.292 | 10 | 8 | 80 | 84818031 | 506077SXRC 00010 | 506077SXRC 00080
506077SXT | RADIATOR & FAN-COIL VALVES | THERMOSTATIC VALVES | VCS 2162 V.COAX.SX DN10 | BA | THERMOSTATIC VALVES | 20.68 | 0.306 | 10 | 8 | 80 | 84818031 | 506077SXT 00010 | 506077SXT 00080
506077SXTRC | RADIATOR & FAN-COIL VALVES | THERMOSTATIC VALVES | VCS 2162 V.COAX.SX DN10 | BA | THERMOSTATIC VALVES | 21.98 | 0.306 | 10 | 8 | 80 | 84818031 | 506077SXTRC 00010 | 506077SXTRC 00080
510211RC | RADIATOR & FAN-COIL VALVES | THERMOSTATIC VALVES | VS 1102 VALV.TERM.SQ.DN10 TF | BA | THERMOSTATIC VALVES | 11.24 | 0.118 | 10 | 8 | 80 | 84818031 | 510211RC 00010 | 510211RC 00080
510212RC | RADIATOR & FAN-COIL VALVES | THERMOSTATIC VALVES | VS 1102 VALV.TERM.SQ.DN15 TF | BA | THERMOSTATIC VALVES | 11.92 | 0.14 | 10 | 8 | 80 | 84818031 | 510212RC 00010 | 510212RC 00080
510213RC | RADIATOR & FAN-COIL VALVES | THERMOSTATIC VALVES | VS 1104 VALV.TERM.SQ. M24 | BA | THERMOSTATIC VALVES | 11.59 | 0.128 | 10 | 8 | 80 | 84818031 | 510213RC 00010 | 510213RC 00080
510220RC | RADIATOR & FAN-COIL VALVES | THERMOSTATIC VALVES | VS 1104 VALV.TERM.SQ. G1/2 | BA | THERMOSTATIC VALVES | 11.7 | 0.12 | 10 | 8 | 80 | 84818031 | 510220RC 00010 | 510220RC 00080
510223RC | RADIATOR & FAN-COIL VALVES | THERMOSTATIC VALVES | VS 1104 V.TERM.SQ.M24 X 3/8 | BA | THERMOSTATIC VALVES | 11.07 | 0 | 10 | 8 | 80 | 84818031 | 510223RC 00010 | 510223RC 00080
510226RC | RADIATOR & FAN-COIL VALVES | THERMOSTATIC VALVES | VS 1104 V.TERM.SQ.G1/2 X 3/8 | BA | THERMOSTATIC VALVES | 11.19 | 0.119 | 10 | 8 | 80 | 84818031 | 510226RC 00010 | 510226RC 00080
500382 | RADIATOR & FAN-COIL VALVES | THERMOSTATIC VALVES | VD 2101N VALV.TERM.DIR. DN20 | BC | THERMOSTATIC VALVES WITH N INSERT | 22.98 | 0.34 | 8 | 8 | 64 | 84818031 | 500382 00008 | 500382 00064
500384 | RADIATOR & FAN-COIL VALVES | THERMOSTATIC VALVES | VS 2102N VALV.TERM.SQ. DN20 | BC | THERMOSTATIC VALVES WITH N INSERT | 21.68 | 0.292 | 8 | 8 | 64 | 84818031 | 500384 00008 | 500384 00064
500431 | RADIATOR & FAN-COIL VALVES | THERMOSTATIC VALVES | VCD 2166N V.COAX.DX DRN EK | BC | THERMOSTATIC VALVES WITH N INSERT | 20.46 | 0.275 | 10 | 8 | 80 | 84818031 | 500431 00010 | 500431 00080
500459 | RADIATOR & FAN-COIL VALVES | THERMOSTATIC VALVES | VD 2101N VALV.TERM.DIR. DN15 | BC | THERMOSTATIC VALVES WITH N INSERT | 15.94 | 0.245 | 10 | 8 | 80 | 84818031 | 500459 00010 | 500459 00080
500474 | RADIATOR & FAN-COIL VALVES | THERMOSTATIC VALVES | VD 2105N VALV.TERM.DIR. EK | BC | THERMOSTATIC VALVES WITH N INSERT | 15.65 | 0.233 | 10 | 8 | 80 | 84818031 | 500474 00010 | 500474 00080
500480 | RADIATOR & FAN-COIL VALVES | THERMOSTATIC VALVES | VD 2111N VALV.TERM.DIR.RA DN15 | BC | THERMOSTATIC VALVES WITH N INSERT | 19.73 | 0.312 | 10 | 8 | 80 | 84818031 | 500480 00010 | 500480 00080
500497 | RADIATOR & FAN-COIL VALVES | THERMOSTATIC VALVES | VD 2115N VALV.TERM.DIR.RA EK | BC | THERMOSTATIC VALVES WITH N INSERT | 19.46 | 0.238 | 10 | 8 | 80 | 84818031 | 500497 00010 | 500497 00080
500513 | RADIATOR & FAN-COIL VALVES | THERMOSTATIC VALVES | VS 2102N VALV.TERM.SQ. DN15 | BC | THERMOSTATIC VALVES WITH N INSERT | 14.78 | 0.215 | 10 | 8 | 80 | 84818031 | 500513 00010 | 500513 00080
500519 | RADIATOR & FAN-COIL VALVES | THERMOSTATIC VALVES | VCS 2166N V.COAX.SX DRN EK | BC | THERMOSTATIC VALVES WITH N INSERT | 20.46 | 0.268 | 10 | 8 | 80 | 84818031 | 500519 00010 | 500519 00080
500546 | RADIATOR & FAN-COIL VALVES | THERMOSTATIC VALVES | VCD 2162N V.COAX.DX DRN DN15 | BC | THERMOSTATIC VALVES WITH N INSERT | 20.46 | 0.275 | 10 | 8 | 80 | 84818031 | 500546 00010 | 500546 00080
500547 | RADIATOR & FAN-COIL VALVES | THERMOSTATIC VALVES | VCS 2162N V.COAX.SX DRN DN15 | BC | THERMOSTATIC VALVES WITH N INSERT | 20.46 | 0.275 | 10 | 8 | 80 | 84818031 | 500547 00010 | 500547 00080
500806 | RADIATOR & FAN-COIL VALVES | THERMOSTATIC VALVES | VS 2106N VALV.TERM.SQ. EK | BC | THERMOSTATIC VALVES WITH N INSERT | 14.48 | 0.205 | 10 | 8 | 80 | 84818031 | 500806 00010 | 500806 00080
500810 | RADIATOR & FAN-COIL VALVES | THERMOSTATIC VALVES | VCR 2132N V.CORPO REV.DRN DN15 | BC | THERMOSTATIC VALVES WITH N INSERT | 16.5 | 0.243 | 10 | 8 | 80 | 84818031 | 500810 00010 | 500810 00080
500823 | RADIATOR & FAN-COIL VALVES | THERMOSTATIC VALVES | VD 2145 V. TERM. H PAV. EK | BC | THERMOSTATIC VALVES WITH N INSERT | 31.18 | 0.45 | 6 | 8 | 48 | 84818031 | 500823 00006 | 500823 00048
500827 | RADIATOR & FAN-COIL VALVES | THERMOSTATIC VALVES | VCR 2136N V.CORPO REV.DRN EK | BC | THERMOSTATIC VALVES WITH N INSERT | 16.5 | 0.245 | 10 | 8 | 80 | 84818031 | 500827 00010 | 500827 00080
500831 | RADIATOR & FAN-COIL VALVES | THERMOSTATIC VALVES | VS 2146 VALVOLA TERM. H MUR.EK | BC | THERMOSTATIC VALVES WITH N INSERT | 33.14 | 0.5 | 5 | 8 | 40 | 84818031 | 500831 00005 | 500831 00040
500870 | RADIATOR & FAN-COIL VALVES | THERMOSTATIC VALVES | VS 2102N VALV.TERM.SQ. DN10 | BC | THERMOSTATIC VALVES WITH N INSERT | 13.32 | 0.183 | 10 | 8 | 80 | 84818031 | 500870 00010 | 500870 00080
500888 | RADIATOR & FAN-COIL VALVES | THERMOSTATIC VALVES | VD 2101N VALV.TERM.DIR. DN10 | BC | THERMOSTATIC VALVES WITH N INSERT | 14.67 | 0.206 | 10 | 8 | 80 | 84818031 | 500888 00010 | 500888 00080
500891 | RADIATOR & FAN-COIL VALVES | THERMOSTATIC VALVES | VD 2127N VALV.TERM.DIR.S/R. EK | BC | THERMOSTATIC VALVES WITH N INSERT | 12.74 | 0.164 | 10 | 8 | 80 | 84818031 | 500891 00010 | 500891 00080
501823 | RADIATOR & FAN-COIL VALVES | THERMOSTATIC VALVES | VD 2155 V.TERM. H PAV. EKXGIR | BC | THERMOSTATIC VALVES WITH N INSERT | 34.91 | 0.45 | 6 | 8 | 48 | 84818031 | 501823 00006 | 501823 00048
501826 | RADIATOR & FAN-COIL VALVES | THERMOSTATIC VALVES | VS 2156 V.TERM. H MUR. EKXGIR | BC | THERMOSTATIC VALVES WITH N INSERT | 36.6 | 0.534 | 5 | 8 | 40 | 84818031 | 501826 00005 | 501826 00040
500382RC | RADIATOR & FAN-COIL VALVES | THERMOSTATIC VALVES | VD 2101N VALV.TERM.DIR. DN20 | BC | THERMOSTATIC VALVES WITH N INSERT | 24.01 | 0.34 | 8 | 8 | 64 | 84818031 | 500382RC 00008 | 500382RC 00064
500382T | RADIATOR & FAN-COIL VALVES | THERMOSTATIC VALVES | VD 2101N VALV.TERM.DIR. DN20 | BC | THERMOSTATIC VALVES WITH N INSERT | 24.53 | 0.34 | 8 | 8 | 64 | 84818031 | 500382T 00008 | 500382T 00064
500382TRC | RADIATOR & FAN-COIL VALVES | THERMOSTATIC VALVES | VD 2101N VALV.TERM.DIR. DN20 | BC | THERMOSTATIC VALVES WITH N INSERT | 25.57 | 0.342 | 8 | 8 | 64 | 84818031 | 500382TRC 00008 | 500382TRC 00064
500384RC | RADIATOR & FAN-COIL VALVES | THERMOSTATIC VALVES | VS 2102N VALV.TERM.SQ. DN20 | BC | THERMOSTATIC VALVES WITH N INSERT | 22.74 | 0.312 | 8 | 8 | 64 | 84818031 | 500384RC 00008 | 500384RC 00064
500384T | RADIATOR & FAN-COIL VALVES | THERMOSTATIC VALVES | VS 2102N VALV.TERM.SQ. DN20 | BC | THERMOSTATIC VALVES WITH N INSERT | 23.24 | 0.307 | 8 | 8 | 64 | 84818031 | 500384T 00008 | 500384T 00064
500384TRC | RADIATOR & FAN-COIL VALVES | THERMOSTATIC VALVES | VS 2102N VALV.TERM.SQ. DN20 | BC | THERMOSTATIC VALVES WITH N INSERT | 24.28 | 0.315 | 8 | 8 | 64 | 84818031 | 500384TRC 00008 | 500384TRC 00064
500431R | RADIATOR & FAN-COIL VALVES | THERMOSTATIC VALVES | VCD 2166N V.COAX.DX DRN EK | BC | THERMOSTATIC VALVES WITH N INSERT | 20.85 | 0.269 | 10 | 8 | 80 | 84818031 | 500431R 00010 | 500431R 00080
500431RC | RADIATOR & FAN-COIL VALVES | THERMOSTATIC VALVES | VCD 2166N V.COAX.DX DRN EK | BC | THERMOSTATIC VALVES WITH N INSERT | 21.12 | 0.275 | 10 | 8 | 80 | 84818031 | 500431RC 00010 | 500431RC 00080
500431RCR | RADIATOR & FAN-COIL VALVES | THERMOSTATIC VALVES | VCD 2166N V.COAX.DX DRN EK | BC | THERMOSTATIC VALVES WITH N INSERT | 21.41 | 0.275 | 10 | 8 | 80 | 84818031 | 500431RCR 00010 | 500431RCR 00080
500431T | RADIATOR & FAN-COIL VALVES | THERMOSTATIC VALVES | VCD 2166N V.COAX.DX DRN EK | BC | THERMOSTATIC VALVES WITH N INSERT | 22.02 | 0.287 | 10 | 8 | 80 | 84818031 | 500431T 00010 | 500431T 00080
500431TR | RADIATOR & FAN-COIL VALVES | THERMOSTATIC VALVES | VCD 2166N V.COAX.DX DRN EK | BC | THERMOSTATIC VALVES WITH N INSERT | 22.41 | 0.286 | 10 | 8 | 80 | 84818031 | 500431TR 00010 | 500431TR 00080
500431TRC | RADIATOR & FAN-COIL VALVES | THERMOSTATIC VALVES | VCD 2166N V.COAX.DX DRN EK | BC | THERMOSTATIC VALVES WITH N INSERT | 22.69 | 0 | 10 | 8 | 80 | 84818031 | 500431TRC 00010 | 500431TRC 00080
500431TRCR | RADIATOR & FAN-COIL VALVES | THERMOSTATIC VALVES | VCD 2166N V.COAX.DX DRN EK | BC | THERMOSTATIC VALVES WITH N INSERT | 22.98 | 0.29 | 10 | 8 | 80 | 84818031 | 500431TRCR 00010 | 500431TRCR 00080
500459RC | RADIATOR & FAN-COIL VALVES | THERMOSTATIC VALVES | VD 2101N VALV.TERM.DIR. DN15 | BC | THERMOSTATIC VALVES WITH N INSERT | 16.59 | 0.245 | 10 | 8 | 80 | 84818031 | 500459RC 00010 | 500459RC 00080
500459T | RADIATOR & FAN-COIL VALVES | THERMOSTATIC VALVES | VD 2101N VALV.TERM.DIR. DN15 | BC | THERMOSTATIC VALVES WITH N INSERT | 17.5 | 0.263 | 10 | 8 | 80 | 84818031 | 500459T 00010 | 500459T 00080
500459TRC | RADIATOR & FAN-COIL VALVES | THERMOSTATIC VALVES | VD 2101N VALV.TERM.DIR. DN15 | BC | THERMOSTATIC VALVES WITH N INSERT | 18.14 | 0.264 | 10 | 8 | 80 | 84818031 | 500459TRC 00010 | 500459TRC 00080
500474R | RADIATOR & FAN-COIL VALVES | THERMOSTATIC VALVES | VD 2105N VALV.TERM.DIR. EK | BC | THERMOSTATIC VALVES WITH N INSERT | 16.03 | 0.235 | 10 | 8 | 80 | 84818031 | 500474R 00010 | 500474R 00080
500474RC | RADIATOR & FAN-COIL VALVES | THERMOSTATIC VALVES | VD 2105N VALV.TERM.DIR. EK | BC | THERMOSTATIC VALVES WITH N INSERT | 16.29 | 0.233 | 10 | 8 | 80 | 84818031 | 500474RC 00010 | 500474RC 00080
500474RCR | RADIATOR & FAN-COIL VALVES | THERMOSTATIC VALVES | VD 2105N VALV.TERM.DIR. EK | BC | THERMOSTATIC VALVES WITH N INSERT | 16.59 | 0.233 | 10 | 8 | 80 | 84818031 | 500474RCR 00010 | 500474RCR 00080
500474T | RADIATOR & FAN-COIL VALVES | THERMOSTATIC VALVES | VD 2105N VALV.TERM.DIR. EK | BC | THERMOSTATIC VALVES WITH N INSERT | 17.21 | 0.25 | 10 | 8 | 80 | 84818031 | 500474T 00010 | 500474T 00080
500474TR | RADIATOR & FAN-COIL VALVES | THERMOSTATIC VALVES | VD 2105N VALV.TERM.DIR. EK | BC | THERMOSTATIC VALVES WITH N INSERT | 17.58 | 0.248 | 10 | 8 | 80 | 84818031 | 500474TR 00010 | 500474TR 00080
500474TRC | RADIATOR & FAN-COIL VALVES | THERMOSTATIC VALVES | VD 2105N VALV.TERM.DIR. EK | BC | THERMOSTATIC VALVES WITH N INSERT | 17.84 | 0.254 | 10 | 8 | 80 | 84818031 | 500474TRC 00010 | 500474TRC 00080
500474TRCR | RADIATOR & FAN-COIL VALVES | THERMOSTATIC VALVES | VD 2105N VALV.TERM.DIR. EK | BC | THERMOSTATIC VALVES WITH N INSERT | 18.14 | 0.251 | 10 | 8 | 80 | 84818031 | 500474TRCR 00010 | 500474TRCR 00080
500513RC | RADIATOR & FAN-COIL VALVES | THERMOSTATIC VALVES | VS 2102N VALV.TERM.SQ. DN15 | BC | THERMOSTATIC VALVES WITH N INSERT | 15.42 | 0.214 | 10 | 8 | 80 | 84818031 | 500513RC 00010 | 500513RC 00080
500513T | RADIATOR & FAN-COIL VALVES | THERMOSTATIC VALVES | VS 2102N VALV.TERM.SQ. DN15 | BC | THERMOSTATIC VALVES WITH N INSERT | 16.34 | 0.231 | 10 | 8 | 80 | 84818031 | 500513T 00010 | 500513T 00080
500513TRC | RADIATOR & FAN-COIL VALVES | THERMOSTATIC VALVES | VS 2102N VALV.TERM.SQ. DN15 | BC | THERMOSTATIC VALVES WITH N INSERT | 17 | 0.235 | 10 | 8 | 80 | 84818031 | 500513TRC 00010 | 500513TRC 00080
500519R | RADIATOR & FAN-COIL VALVES | THERMOSTATIC VALVES | VCS 2166N V.COAX.SX DRN EK | BC | THERMOSTATIC VALVES WITH N INSERT | 20.85 | 0.269 | 10 | 8 | 80 | 84818031 | 500519R 00010 | 500519R 00080
500519RC | RADIATOR & FAN-COIL VALVES | THERMOSTATIC VALVES | VCS 2166N V.COAX.SX DRN EK | BC | THERMOSTATIC VALVES WITH N INSERT | 21.12 | 0.275 | 10 | 8 | 80 | 84818031 | 500519RC 00010 | 500519RC 00080
500519RCR | RADIATOR & FAN-COIL VALVES | THERMOSTATIC VALVES | VCS 2166N V.COAX.SX DRN EK | BC | THERMOSTATIC VALVES WITH N INSERT | 21.41 | 0.275 | 10 | 8 | 80 | 84818031 | 500519RCR 00010 | 500519RCR 00080
500519T | RADIATOR & FAN-COIL VALVES | THERMOSTATIC VALVES | VCS 2166N V.COAX.SX DRN EK | BC | THERMOSTATIC VALVES WITH N INSERT | 22.02 | 0.284 | 10 | 8 | 80 | 84818031 | 500519T 00010 | 500519T 00080
500519TR | RADIATOR & FAN-COIL VALVES | THERMOSTATIC VALVES | VCS 2166N V.COAX.SX DRN EK | BC | THERMOSTATIC VALVES WITH N INSERT | 22.41 | 0.286 | 10 | 8 | 80 | 84818031 | 500519TR 00010 | 500519TR 00080
500519TRC | RADIATOR & FAN-COIL VALVES | THERMOSTATIC VALVES | VCS 2166N V.COAX.SX DRN EK | BC | THERMOSTATIC VALVES WITH N INSERT | 22.69 | 0 | 10 | 8 | 80 | 84818031 | 500519TRC 00010 | 500519TRC 00080
500519TRCR | RADIATOR & FAN-COIL VALVES | THERMOSTATIC VALVES | VCS 2166N V.COAX.SX DRN EK | BC | THERMOSTATIC VALVES WITH N INSERT | 22.98 | 0.29 | 10 | 8 | 80 | 84818031 | 500519TRCR 00010 | 500519TRCR 00080
500546RC | RADIATOR & FAN-COIL VALVES | THERMOSTATIC VALVES | VCD 2162N V.COAX.DX DRN DN15 | BC | THERMOSTATIC VALVES WITH N INSERT | 21.12 | 0.275 | 10 | 8 | 80 | 84818031 | 500546RC 00010 | 500546RC 00080
500546T | RADIATOR & FAN-COIL VALVES | THERMOSTATIC VALVES | VCD 2162N V.COAX.DX DRN DN15 | BC | THERMOSTATIC VALVES WITH N INSERT | 22.02 | 0.287 | 10 | 8 | 80 | 84818031 | 500546T 00010 | 500546T 00080
500546TRC | RADIATOR & FAN-COIL VALVES | THERMOSTATIC VALVES | VCD 2162N V.COAX.DX DRN DN15 | BC | THERMOSTATIC VALVES WITH N INSERT | 22.69 | 0.295 | 10 | 8 | 80 | 84818031 | 500546TRC 00010 | 500546TRC 00080
500547RC | RADIATOR & FAN-COIL VALVES | THERMOSTATIC VALVES | VCS 2162N V.COAX.SX DRN DN15 | BC | THERMOSTATIC VALVES WITH N INSERT | 21.12 | 0.275 | 10 | 8 | 80 | 84818031 | 500547RC 00010 | 500547RC 00080
500547T | RADIATOR & FAN-COIL VALVES | THERMOSTATIC VALVES | VCS 2162N V.COAX.SX DRN DN15 | BC | THERMOSTATIC VALVES WITH N INSERT | 22.02 | 0.289 | 10 | 8 | 80 | 84818031 | 500547T 00010 | 500547T 00080
500547TRC | RADIATOR & FAN-COIL VALVES | THERMOSTATIC VALVES | VCS 2162N V.COAX.SX DRN DN15 | BC | THERMOSTATIC VALVES WITH N INSERT | 22.69 | 0 | 10 | 8 | 80 | 84818031 | 500547TRC 00010 | 500547TRC 00080
500806R | RADIATOR & FAN-COIL VALVES | THERMOSTATIC VALVES | VS 2106N VALV.TERM.SQ. EK | BC | THERMOSTATIC VALVES WITH N INSERT | 14.85 | 0.183 | 10 | 8 | 80 | 84818031 | 500806R 00010 | 500806R 00080
500806RC | RADIATOR & FAN-COIL VALVES | THERMOSTATIC VALVES | VS 2106N VALV.TERM.SQ. EK | BC | THERMOSTATIC VALVES WITH N INSERT | 15.12 | 0.207 | 10 | 8 | 80 | 84818031 | 500806RC 00010 | 500806RC 00080
500806RCR | RADIATOR & FAN-COIL VALVES | THERMOSTATIC VALVES | VS 2106N VALV.TERM.SQ. EK | BC | THERMOSTATIC VALVES WITH N INSERT | 15.41 | 0.191 | 10 | 8 | 80 | 84818031 | 500806RCR 00010 | 500806RCR 00080
500806T | RADIATOR & FAN-COIL VALVES | THERMOSTATIC VALVES | VS 2106N VALV.TERM.SQ. EK | BC | THERMOSTATIC VALVES WITH N INSERT | 16.03 | 0.224 | 10 | 8 | 80 | 84818031 | 500806T 00010 | 500806T 00080
500806TR | RADIATOR & FAN-COIL VALVES | THERMOSTATIC VALVES | VS 2106N VALV.TERM.SQ. EK | BC | THERMOSTATIC VALVES WITH N INSERT | 16.41 | 0.199 | 10 | 8 | 80 | 84818031 | 500806TR 00010 | 500806TR 00080
500806TRC | RADIATOR & FAN-COIL VALVES | THERMOSTATIC VALVES | VS 2106N VALV.TERM.SQ. EK | BC | THERMOSTATIC VALVES WITH N INSERT | 16.68 | 0.229 | 10 | 8 | 80 | 84818031 | 500806TRC 00010 | 500806TRC 00080
500806TRCR | RADIATOR & FAN-COIL VALVES | THERMOSTATIC VALVES | VS 2106N VALV.TERM.SQ. EK | BC | THERMOSTATIC VALVES WITH N INSERT | 16.98 | 0.207 | 10 | 8 | 80 | 84818031 | 500806TRCR 00010 | 500806TRCR 00080
500810RC | RADIATOR & FAN-COIL VALVES | THERMOSTATIC VALVES | VCR 2132N V.CORPO REV.DRN DN15 | BC | THERMOSTATIC VALVES WITH N INSERT | 17.13 | 0.253 | 10 | 8 | 80 | 84818031 | 500810RC 00010 | 500810RC 00080
500810T | RADIATOR & FAN-COIL VALVES | THERMOSTATIC VALVES | VCR 2132N V.CORPO REV.DRN DN15 | BC | THERMOSTATIC VALVES WITH N INSERT | 17.71 | 0.264 | 10 | 8 | 80 | 84818031 | 500810T 00010 | 500810T 00080
500810TRC | RADIATOR & FAN-COIL VALVES | THERMOSTATIC VALVES | VCR 2132N V.CORPO REV.DRN DN15 | BC | THERMOSTATIC VALVES WITH N INSERT | 18.35 | 0 | 10 | 8 | 80 | 84818031 | 500810TRC 00010 | 500810TRC 00080
500827R | RADIATOR & FAN-COIL VALVES | THERMOSTATIC VALVES | VCR 2136N V.CORPO REV.DRN EK | BC | THERMOSTATIC VALVES WITH N INSERT | 16.86 | 0.244 | 10 | 8 | 80 | 84818031 | 500827R 00010 | 500827R 00080
500827RC | RADIATOR & FAN-COIL VALVES | THERMOSTATIC VALVES | VCR 2136N V.CORPO REV.DRN EK | BC | THERMOSTATIC VALVES WITH N INSERT | 17.13 | 0.245 | 10 | 8 | 80 | 84818031 | 500827RC 00010 | 500827RC 00080
500827RCR | RADIATOR & FAN-COIL VALVES | THERMOSTATIC VALVES | VCR 2136N V.CORPO REV.DRN EK | BC | THERMOSTATIC VALVES WITH N INSERT | 17.42 | 0.245 | 10 | 8 | 80 | 84818031 | 500827RCR 00010 | 500827RCR 00080
500827T | RADIATOR & FAN-COIL VALVES | THERMOSTATIC VALVES | VCR 2136N V.CORPO REV.DRN EK | BC | THERMOSTATIC VALVES WITH N INSERT | 18.05 | 0 | 10 | 8 | 80 | 84818031 | 500827T 00010 | 500827T 00080
500827TR | RADIATOR & FAN-COIL VALVES | THERMOSTATIC VALVES | VCR 2136N V.CORPO REV.DRN EK | BC | THERMOSTATIC VALVES WITH N INSERT | 18.42 | 0 | 10 | 8 | 80 | 84818031 | 500827TR 00010 | 500827TR 00080
500827TRC | RADIATOR & FAN-COIL VALVES | THERMOSTATIC VALVES | VCR 2136N V.CORPO REV.DRN EK | BC | THERMOSTATIC VALVES WITH N INSERT | 18.69 | 0.268 | 10 | 8 | 80 | 84818031 | 500827TRC 00010 | 500827TRC 00080
500827TRCR | RADIATOR & FAN-COIL VALVES | THERMOSTATIC VALVES | VCR 2136N V.CORPO REV.DRN EK | BC | THERMOSTATIC VALVES WITH N INSERT | 18.98 | 0 | 10 | 8 | 80 | 84818031 | 500827TRCR 00010 | 500827TRCR 00080
500870RC | RADIATOR & FAN-COIL VALVES | THERMOSTATIC VALVES | VS 2102N VALV.TERM.SQ. DN10 | BC | THERMOSTATIC VALVES WITH N INSERT | 14.63 | 0.183 | 10 | 8 | 80 | 84818031 | 500870RC 00010 | 500870RC 00080
500870T | RADIATOR & FAN-COIL VALVES | THERMOSTATIC VALVES | VS 2102N VALV.TERM.SQ. DN10 | BC | THERMOSTATIC VALVES WITH N INSERT | 14.89 | 0.195 | 10 | 8 | 80 | 84818031 | 500870T 00010 | 500870T 00080
500870TRC | RADIATOR & FAN-COIL VALVES | THERMOSTATIC VALVES | VS 2102N VALV.TERM.SQ. DN10 | BC | THERMOSTATIC VALVES WITH N INSERT | 16.18 | 0.2 | 10 | 8 | 80 | 84818031 | 500870TRC 00010 | 500870TRC 00080
500888RC | RADIATOR & FAN-COIL VALVES | THERMOSTATIC VALVES | VD 2101N VALV.TERM.DIR. DN10 | BC | THERMOSTATIC VALVES WITH N INSERT | 15.96 | 0.206 | 10 | 8 | 80 | 84818031 | 500888RC 00010 | 500888RC 00080
500888T | RADIATOR & FAN-COIL VALVES | THERMOSTATIC VALVES | VD 2101N VALV.TERM.DIR. DN10 | BC | THERMOSTATIC VALVES WITH N INSERT | 16.22 | 0.219 | 10 | 8 | 80 | 84818031 | 500888T 00010 | 500888T 00080
500888TRC | RADIATOR & FAN-COIL VALVES | THERMOSTATIC VALVES | VD 2101N VALV.TERM.DIR. DN10 | BC | THERMOSTATIC VALVES WITH N INSERT | 17.52 | 0.224 | 10 | 8 | 80 | 84818031 | 500888TRC 00010 | 500888TRC 00080
500891T | RADIATOR & FAN-COIL VALVES | THERMOSTATIC VALVES | VD 2127N VALV.TERM.DIR.S/R. EK | BC | THERMOSTATIC VALVES WITH N INSERT | 14.28 | 0 | 10 | 8 | 80 | 84818031 | 500891T 00010 | 500891T 00080
506208DX | RADIATOR & FAN-COIL VALVES | THERMOSTATIC VALVES | VCD 2162N V.COAX.DX DRN DN10 | BC | THERMOSTATIC VALVES WITH N INSERT | 20.46 | 0.296 | 10 | 8 | 80 | 84818031 | 506208DX 00010 | 506208DX 00080
506208DXRC | RADIATOR & FAN-COIL VALVES | THERMOSTATIC VALVES | VCD 2162N V.COAX.DX DRN DN10 | BC | THERMOSTATIC VALVES WITH N INSERT | 21.76 | 0.285 | 10 | 8 | 80 | 84818031 | 506208DXRC 00010 | 506208DXRC 00080
506208DXT | RADIATOR & FAN-COIL VALVES | THERMOSTATIC VALVES | VCD 2162N V.COAX.DX DRN DN10 | BC | THERMOSTATIC VALVES WITH N INSERT | 22.02 | 0.317 | 10 | 8 | 80 | 84818031 | 506208DXT 00010 | 506208DXT 00080
506208DXTRC | RADIATOR & FAN-COIL VALVES | THERMOSTATIC VALVES | VCD 2162N V.COAX.DX DRN DN10 | BC | THERMOSTATIC VALVES WITH N INSERT | 23.32 | 0.3 | 10 | 8 | 80 | 84818031 | 506208DXTRC 00010 | 506208DXTRC 00080
506208SX | RADIATOR & FAN-COIL VALVES | THERMOSTATIC VALVES | VCS 2162N V.COAX.SX DRN DN10 | BC | THERMOSTATIC VALVES WITH N INSERT | 20.46 | 0.297 | 10 | 8 | 80 | 84818031 | 506208SX 00010 | 506208SX 00080
506208SXRC | RADIATOR & FAN-COIL VALVES | THERMOSTATIC VALVES | VCS 2162N V.COAX.SX DRN DN10 | BC | THERMOSTATIC VALVES WITH N INSERT | 21.76 | 0.29 | 10 | 8 | 80 | 84818031 | 506208SXRC 00010 | 506208SXRC 00080
506208SXT | RADIATOR & FAN-COIL VALVES | THERMOSTATIC VALVES | VCS 2162N V.COAX.SX DRN DN10 | BC | THERMOSTATIC VALVES WITH N INSERT | 22.02 | 0.317 | 10 | 8 | 80 | 84818031 | 506208SXT 00010 | 506208SXT 00080
506208SXTRC | RADIATOR & FAN-COIL VALVES | THERMOSTATIC VALVES | VCS 2162N V.COAX.SX DRN DN10 | BC | THERMOSTATIC VALVES WITH N INSERT | 23.32 | 0.305 | 10 | 8 | 80 | 84818031 | 506208SXTRC 00010 | 506208SXTRC 00080
500507 | RADIATOR & FAN-COIL VALVES | THERMOSTATIC VALVES | VCS 2162 NH SX HAR.COAX. DN10 | BF | HARMONIA | 47 | 0 | 10 | 4 | 40 | 84818031 | 500507 00010 | 500507 00040
500508 | RADIATOR & FAN-COIL VALVES | THERMOSTATIC VALVES | VCS 2162 NH SX HAR.COA.SX DN15 | BF | HARMONIA | 48 | 0.294 | 10 | 4 | 40 | 84818031 | 500508 00010 | 500508 00040
500509 | RADIATOR & FAN-COIL VALVES | THERMOSTATIC VALVES | VCS 2166 NH SX HARM.COAX.EK | BF | HARMONIA | 48 | 0.302 | 10 | 4 | 40 | 84818031 | 500509 00010 | 500509 00040
500510 | RADIATOR & FAN-COIL VALVES | THERMOSTATIC VALVES | VCD 2162 NH DX HARM.T.COA.DN10 | BF | HARMONIA | 47 | 0.302 | 10 | 4 | 40 | 84818031 | 500510 00010 | 500510 00040
500511 | RADIATOR & FAN-COIL VALVES | THERMOSTATIC VALVES | VCD 2162 NH DX HARM.COAX.DN15 | BF | HARMONIA | 48 | 0.288 | 10 | 4 | 40 | 84818031 | 500511 00010 | 500511 00040
500512 | RADIATOR & FAN-COIL VALVES | THERMOSTATIC VALVES | VCD 2166 NH DX HARM.T.COAX.EK | BF | HARMONIA | 48 | 0.286 | 10 | 4 | 40 | 84818031 | 500512 00010 | 500512 00040
501183 | RADIATOR & FAN-COIL VALVES | THERMOSTATIC VALVES | VS 2102 NH HARM.TERM.SQ.DN10 | BF | HARMONIA | 47 | 0.292 | 10 | 4 | 40 | 84818031 | 501183 00010 | 501183 00040
501184 | RADIATOR & FAN-COIL VALVES | THERMOSTATIC VALVES | VS 2102 NH HARM.TERM.SQ.DN15 | BF | HARMONIA | 48 | 0.28 | 10 | 4 | 40 | 84818031 | 501184 00010 | 501184 00040
501185 | RADIATOR & FAN-COIL VALVES | THERMOSTATIC VALVES | VS 2106 NH HARMONIA TERM.SQ.EK | BF | HARMONIA | 48 | 0.274 | 10 | 4 | 40 | 84818031 | 501185 00010 | 501185 00040
501186 | RADIATOR & FAN-COIL VALVES | THERMOSTATIC VALVES | VD 2101 NH HARM. TERM.DIR.DN10 | BF | HARMONIA | 47 | 0.294 | 10 | 4 | 40 | 84818031 | 501186 00010 | 501186 00040
501187 | RADIATOR & FAN-COIL VALVES | THERMOSTATIC VALVES | VD 2101 NH HARM.TERM.DIR.DN15 | BF | HARMONIA | 48 | 0.284 | 10 | 4 | 40 | 84818031 | 501187 00010 | 501187 00040
501188 | RADIATOR & FAN-COIL VALVES | THERMOSTATIC VALVES | VD 2105 NH HARM.TERM.DIR.EK | BF | HARMONIA | 48 | 0.28 | 10 | 4 | 40 | 84818031 | 501188 00010 | 501188 00040
501189 | RADIATOR & FAN-COIL VALVES | THERMOSTATIC VALVES | VCR 2132 NH HARM.TERM.REV.DN10 | BF | HARMONIA | 47 | 0.296 | 10 | 4 | 40 | 84818031 | 501189 00010 | 501189 00040
501190 | RADIATOR & FAN-COIL VALVES | THERMOSTATIC VALVES | VCR 2132 NH HARM.TERM.REV.DN15 | BF | HARMONIA | 48 | 0.284 | 10 | 4 | 40 | 84818031 | 501190 00010 | 501190 00040
501192 | RADIATOR & FAN-COIL VALVES | THERMOSTATIC VALVES | VCR 2136 NH HARM.TERM.REV.EK | BF | HARMONIA | 48 | 0.278 | 10 | 4 | 40 | 84818031 | 501192 00010 | 501192 00040
500507RC | RADIATOR & FAN-COIL VALVES | THERMOSTATIC VALVES | VCS 2162 NH SX HAR.COA.DN10 RC | BF | HARMONIA | 47.5 | 0 | 10 | 4 | 40 | 84818031 | 500507RC 00010 | 500507RC 00040
500508RC | RADIATOR & FAN-COIL VALVES | THERMOSTATIC VALVES | VCS 2162 NH SX HAR.COA.DN15 RC | BF | HARMONIA | 48.5 | 0.217 | 10 | 4 | 40 | 84818031 | 500508RC 00010 | 500508RC 00040
500509R | RADIATOR & FAN-COIL VALVES | THERMOSTATIC VALVES | VCS 2166 NH SX HARM.COAX.EK | BF | HARMONIA | 48 | 0 | 10 | 4 | 40 | 84818031 | 500509R 00010 | 500509R 00040
500509RC | RADIATOR & FAN-COIL VALVES | THERMOSTATIC VALVES | VCS 2166 NH SX HARM.COAX.EK | BF | HARMONIA | 48.5 | 0.212 | 10 | 4 | 40 | 84818031 | 500509RC 00010 | 500509RC 00040
500509RCR | RADIATOR & FAN-COIL VALVES | THERMOSTATIC VALVES | VCS 2166 NH SX HARM.COAX.EK | BF | HARMONIA | 48.5 | 0 | 10 | 4 | 40 | 84818031 | 500509RCR 00010 | 500509RCR 00040
500510RC | RADIATOR & FAN-COIL VALVES | THERMOSTATIC VALVES | VCD 2162 NH DX HAR.COA.DN10 RC | BF | HARMONIA | 47.5 | 0 | 10 | 4 | 40 | 84818031 | 500510RC 00010 | 500510RC 00040
500511RC | RADIATOR & FAN-COIL VALVES | THERMOSTATIC VALVES | VCD 2162 NH DX HAR.COA.DN15 RC | BF | HARMONIA | 48.5 | 0.218 | 10 | 4 | 40 | 84818031 | 500511RC 00010 | 500511RC 00040
500512R | RADIATOR & FAN-COIL VALVES | THERMOSTATIC VALVES | VCD 2166 NH DX HARM.T.COAX.EK | BF | HARMONIA | 48 | 0 | 10 | 4 | 40 | 84818031 | 500512R 00010 | 500512R 00040
500512RC | RADIATOR & FAN-COIL VALVES | THERMOSTATIC VALVES | VCD 2166 NH DX HARM.T.COAX.EK | BF | HARMONIA | 48.5 | 0.273 | 10 | 4 | 40 | 84818031 | 500512RC 00010 | 500512RC 00040
500512RCR | RADIATOR & FAN-COIL VALVES | THERMOSTATIC VALVES | VCD 2166 NH DX HARM.T.COAX.EK | BF | HARMONIA | 48.5 | 0.266 | 10 | 4 | 40 | 84818031 | 500512RCR 00010 | 500512RCR 00040
501183RC | RADIATOR & FAN-COIL VALVES | THERMOSTATIC VALVES | VS 2102 NH HAR.TERM.SQ.DN10 RC | BF | HARMONIA | 47.5 | 0.294 | 10 | 4 | 40 | 84818031 | 501183RC 00010 | 501183RC 00040
501184RC | RADIATOR & FAN-COIL VALVES | THERMOSTATIC VALVES | VS 2102 NH HAR.TERM.SQ.DN15 RC | BF | HARMONIA | 48.5 | 0.276 | 10 | 4 | 40 | 84818031 | 501184RC 00010 | 501184RC 00040
501185R | RADIATOR & FAN-COIL VALVES | THERMOSTATIC VALVES | VS 2106 NH HARMONIA TERM.SQ.EK | BF | HARMONIA | 48 | 0 | 10 | 4 | 40 | 84818031 | 501185R 00010 | 501185R 00040
501185RC | RADIATOR & FAN-COIL VALVES | THERMOSTATIC VALVES | VS 2106 NH HARMONIA TERM.SQ.EK | BF | HARMONIA | 48.5 | 0.281 | 10 | 4 | 40 | 84818031 | 501185RC 00010 | 501185RC 00040
501185RCR | RADIATOR & FAN-COIL VALVES | THERMOSTATIC VALVES | VS 2106 NH HARMONIA TERM.SQ.EK | BF | HARMONIA | 48.5 | 0.278 | 10 | 4 | 40 | 84818031 | 501185RCR 00010 | 501185RCR 00040
501186RC | RADIATOR & FAN-COIL VALVES | THERMOSTATIC VALVES | VD 2101 NH HAR.TER.DIR.DN10 RC | BF | HARMONIA | 47.5 | 0.302 | 10 | 4 | 40 | 84818031 | 501186RC 00010 | 501186RC 00040
501187RC | RADIATOR & FAN-COIL VALVES | THERMOSTATIC VALVES | VD 2101 NH HAR.TER.DIR.DN15 RC | BF | HARMONIA | 48.5 | 0.212 | 10 | 4 | 40 | 84818031 | 501187RC 00010 | 501187RC 00040
501188R | RADIATOR & FAN-COIL VALVES | THERMOSTATIC VALVES | VD 2105 NH HARM.TERM.DIR.EK | BF | HARMONIA | 48 | 0 | 10 | 4 | 40 | 84818031 | 501188R 00010 | 501188R 00040
501188RC | RADIATOR & FAN-COIL VALVES | THERMOSTATIC VALVES | VD 2105 NH HARM.TERM.DIR.EK | BF | HARMONIA | 48.5 | 0.282 | 10 | 4 | 40 | 84818031 | 501188RC 00010 | 501188RC 00040
501188RCR | RADIATOR & FAN-COIL VALVES | THERMOSTATIC VALVES | VD 2105 NH HARM.TERM.DIR.EK | BF | HARMONIA | 48.5 | 0 | 10 | 4 | 40 | 84818031 | 501188RCR 00010 | 501188RCR 00040
501189RC | RADIATOR & FAN-COIL VALVES | THERMOSTATIC VALVES | VCR 2132 NH HAR.TER.RE.DN10 RC | BF | HARMONIA | 47.5 | 0 | 10 | 4 | 40 | 84818031 | 501189RC 00010 | 501189RC 00040
501190RC | RADIATOR & FAN-COIL VALVES | THERMOSTATIC VALVES | VCR 2132 NH HAR.TER.RE.DN15 RC | BF | HARMONIA | 48.5 | 0.287 | 10 | 4 | 40 | 84818031 | 501190RC 00010 | 501190RC 00040
501192R | RADIATOR & FAN-COIL VALVES | THERMOSTATIC VALVES | VCR 2136 NH HARM.TERM.REV.EK | BF | HARMONIA | 48 | 0 | 10 | 4 | 40 | 84818031 | 501192R 00010 | 501192R 00040
501192RC | RADIATOR & FAN-COIL VALVES | THERMOSTATIC VALVES | VCR 2136 NH HARM.TERM.REV.EK | BF | HARMONIA | 48.5 | 0.203 | 10 | 4 | 40 | 84818031 | 501192RC 00010 | 501192RC 00040
501192RCR | RADIATOR & FAN-COIL VALVES | THERMOSTATIC VALVES | VCR 2136 NH HARM.TERM.REV.EK | BF | HARMONIA | 48.5 | 0 | 10 | 4 | 40 | 84818031 | 501192RCR 00010 | 501192RCR 00040
501451 | RADIATOR & FAN-COIL VALVES | MANUAL VALVES | VD 201 VALV.DIR.MANUALE DN10 | CA | MANUAL VALVES | 10.72 | 0.167 | 8 | 8 | 64 | 84818039 | 501451 00008 | 501451 00064
501452 | RADIATOR & FAN-COIL VALVES | MANUAL VALVES | VD 201 VALV.DIR.MANUALE DN15 | CA | MANUAL VALVES | 11.73 | 0.201 | 8 | 8 | 64 | 84818039 | 501452 00008 | 501452 00064
501453 | RADIATOR & FAN-COIL VALVES | MANUAL VALVES | VD 201 VALV.DIR.MANUALE DN20 | CA | MANUAL VALVES | 16.45 | 0.286 | 8 | 8 | 64 | 84818039 | 501453 00008 | 501453 00064
501456 | RADIATOR & FAN-COIL VALVES | MANUAL VALVES | VS 202 VALV.SQ.MANUALE DN10 | CA | MANUAL VALVES | 10.64 | 0.166 | 8 | 8 | 64 | 84818039 | 501456 00008 | 501456 00064
501457 | RADIATOR & FAN-COIL VALVES | MANUAL VALVES | VS 202 VALV.SQ.MANUALE DN15 | CA | MANUAL VALVES | 11.16 | 0.193 | 8 | 8 | 64 | 84818039 | 501457 00008 | 501457 00064
501458 | RADIATOR & FAN-COIL VALVES | MANUAL VALVES | VS 202 VALV.SQ.MANUALE DN20 | CA | MANUAL VALVES | 15.8 | 0.277 | 8 | 8 | 64 | 84818039 | 501458 00008 | 501458 00064
501459 | RADIATOR & FAN-COIL VALVES | MANUAL VALVES | VD 205 VALV.DIR.MANUALE EK | CA | MANUAL VALVES | 11.59 | 0.205 | 8 | 8 | 64 | 84818039 | 501459 00008 | 501459 00064
501567 | RADIATOR & FAN-COIL VALVES | MANUAL VALVES | VS 206 VALV.SQ.MANUALE EK | CA | MANUAL VALVES | 11.09 | 0.19 | 8 | 8 | 64 | 84818039 | 501567 00008 | 501567 00064
501636 | RADIATOR & FAN-COIL VALVES | MANUAL VALVES | VCR 236 VALV. REV. MAN. EK | CA | MANUAL VALVES | 13.61 | 0.228 | 8 | 8 | 64 | 84818039 | 501636 00008 | 501636 00064
501638 | RADIATOR & FAN-COIL VALVES | MANUAL VALVES | VCR 232 VALV. REV. MAN. DN15 | CA | MANUAL VALVES | 13.97 | 0.233 | 8 | 8 | 64 | 84818039 | 501638 00008 | 501638 00064
510214 | RADIATOR & FAN-COIL VALVES | MANUAL VALVES | VS 102 VALV.SQ.MANUALE DN10 T | CA | MANUAL VALVES | 9.61 | 0.13 | 10 | 8 | 80 | 84818039 | 510214 00010 | 510214 00080
510215 | RADIATOR & FAN-COIL VALVES | MANUAL VALVES | VS 102 VALV.SQ.MANUALE DN15 T | CA | MANUAL VALVES | 9.98 | 0.139 | 10 | 8 | 80 | 84818039 | 510215 00010 | 510215 00080
510216 | RADIATOR & FAN-COIL VALVES | MANUAL VALVES | VS 104 VALV.SQ.MANUALE M24 | CA | MANUAL VALVES | 9.98 | 0.13 | 10 | 8 | 80 | 84818039 | 510216 00010 | 510216 00080
510221 | RADIATOR & FAN-COIL VALVES | MANUAL VALVES | VS 104 VALV.SQ.MANUALE G1/2 | CA | MANUAL VALVES | 9.83 | 0.147 | 10 | 8 | 80 | 84818039 | 510221 00010 | 510221 00080
510224 | RADIATOR & FAN-COIL VALVES | MANUAL VALVES | VS 104 V.SQ.MAN.M24 X 3/8 | CA | MANUAL VALVES | 9.92 | 0.128 | 10 | 8 | 80 | 84818039 | 510224 00010 | 510224 00080
510227 | RADIATOR & FAN-COIL VALVES | MANUAL VALVES | VS 104 V.SQ.MAN.G1/2 X 3/8 | CA | MANUAL VALVES | 9.77 | 0.126 | 10 | 8 | 80 | 84818039 | 510227 00010 | 510227 00080
501451RC | RADIATOR & FAN-COIL VALVES | MANUAL VALVES | VD 201 VALV.DIR.MANUALE DN10 | CA | MANUAL VALVES | 12.01 | 0.179 | 8 | 8 | 64 | 84818039 | 501451RC 00008 | 501451RC 00064
501452RC | RADIATOR & FAN-COIL VALVES | MANUAL VALVES | VD 201 VALV.DIR.MANUALE DN15 | CA | MANUAL VALVES | 12.37 | 0.212 | 8 | 8 | 64 | 84818039 | 501452RC 00008 | 501452RC 00064
501453RC | RADIATOR & FAN-COIL VALVES | MANUAL VALVES | VD 201 VALV.DIR.MANUALE DN20 | CA | MANUAL VALVES | 17.5 | 0.283 | 8 | 8 | 64 | 84818039 | 501453RC 00008 | 501453RC 00064
501456RC | RADIATOR & FAN-COIL VALVES | MANUAL VALVES | VS 202 VALV.SQ.MANUALE DN10 | CA | MANUAL VALVES | 11.94 | 0.16 | 8 | 8 | 64 | 84818039 | 501456RC 00008 | 501456RC 00064
501457RC | RADIATOR & FAN-COIL VALVES | MANUAL VALVES | VS 202 VALV.SQ.MANUALE DN15 | CA | MANUAL VALVES | 11.8 | 0.2 | 8 | 8 | 64 | 84818039 | 501457RC 00008 | 501457RC 00064
501458RC | RADIATOR & FAN-COIL VALVES | MANUAL VALVES | VS 202 VALV.SQ.MANUALE DN20 | CA | MANUAL VALVES | 16.84 | 0.277 | 8 | 8 | 64 | 84818039 | 501458RC 00008 | 501458RC 00064
501459R | RADIATOR & FAN-COIL VALVES | MANUAL VALVES | VD 205 VALV.DIR.MANUALE EK | CA | MANUAL VALVES | 11.98 | 0.202 | 8 | 8 | 64 | 84818039 | 501459R 00008 | 501459R 00064
501459RC | RADIATOR & FAN-COIL VALVES | MANUAL VALVES | VD 205 VALV.DIR.MANUALE EK | CA | MANUAL VALVES | 12.23 | 0.21 | 8 | 8 | 64 | 84818039 | 501459RC 00008 | 501459RC 00064
501459RCR | RADIATOR & FAN-COIL VALVES | MANUAL VALVES | VD 205 VALV.DIR.MANUALE EK | CA | MANUAL VALVES | 12.53 | 0.203 | 8 | 8 | 64 | 84818039 | 501459RCR 00008 | 501459RCR 00064
501567R | RADIATOR & FAN-COIL VALVES | MANUAL VALVES | VS 206 VALV.SQ.MANUALE EK | CA | MANUAL VALVES | 11.46 | 0.185 | 8 | 8 | 64 | 84818039 | 501567R 00008 | 501567R 00064
501567RC | RADIATOR & FAN-COIL VALVES | MANUAL VALVES | VS 206 VALV.SQ.MANUALE EK | CA | MANUAL VALVES | 11.73 | 0.192 | 8 | 8 | 64 | 84818039 | 501567RC 00008 | 501567RC 00064
501567RCR | RADIATOR & FAN-COIL VALVES | MANUAL VALVES | VS 206 VALV.SQ.MANUALE EK | CA | MANUAL VALVES | 12.02 | 0.178 | 8 | 8 | 64 | 84818039 | 501567RCR 00008 | 501567RCR 00064
501636RC | RADIATOR & FAN-COIL VALVES | MANUAL VALVES | VCR 236 VALV. REV. MAN. EK | CA | MANUAL VALVES | 14.25 | 0.23 | 8 | 8 | 64 | 84818039 | 501636RC 00008 | 501636RC 00064
501638RC | RADIATOR & FAN-COIL VALVES | MANUAL VALVES | VCR 232 VALV. REV. MAN. DN15 | CA | MANUAL VALVES | 14.62 | 0.24 | 8 | 8 | 64 | 84818039 | 501638RC 00008 | 501638RC 00064
510214RC | RADIATOR & FAN-COIL VALVES | MANUAL VALVES | VS 102 VALV.SQ.MANUALE DN10 T | CA | MANUAL VALVES | 9.76 | 0.125 | 10 | 8 | 80 | 84818039 | 510214RC 00010 | 510214RC 00080
510215RC | RADIATOR & FAN-COIL VALVES | MANUAL VALVES | VS 102 VALV.SQ.MANUALE DN15 T | CA | MANUAL VALVES | 10.58 | 0.14 | 10 | 8 | 80 | 84818039 | 510215RC 00010 | 510215RC 00080
510216RC | RADIATOR & FAN-COIL VALVES | MANUAL VALVES | VS 104 VALV.SQ.MANUALE M24 | CA | MANUAL VALVES | 10.58 | 0.134 | 10 | 8 | 80 | 84818039 | 510216RC 00010 | 510216RC 00080
510221RC | RADIATOR & FAN-COIL VALVES | MANUAL VALVES | VS 104 VALV.SQ.MANUALE G1/2 | CA | MANUAL VALVES | 10.42 | 0.131 | 10 | 8 | 80 | 84818039 | 510221RC 00010 | 510221RC 00080
510224RC | RADIATOR & FAN-COIL VALVES | MANUAL VALVES | VS 104 V.SQ.MAN.M24 X 3/8 | CA | MANUAL VALVES | 10.06 | 0 | 10 | 8 | 80 | 84818039 | 510224RC 00010 | 510224RC 00080
510227RC | RADIATOR & FAN-COIL VALVES | MANUAL VALVES | VS 104 V.SQ.MAN.G1/2 X 3/8 | CA | MANUAL VALVES | 9.92 | 0.126 | 10 | 8 | 80 | 84818039 | 510227RC 00010 | 510227RC 00080
500048 | RADIATOR & FAN-COIL VALVES | MANUAL VALVES | VS 006 VALV.SQ.DRM EK | CC | DRM MANUAL VALVES | 11.76 | 0.189 | 8 | 8 | 64 | 84818039 | 500048 00008 | 500048 00064
500561 | RADIATOR & FAN-COIL VALVES | MANUAL VALVES | VD 001 VALV.DIR.DRM DN10 | CC | DRM MANUAL VALVES | 11.38 | 0.17 | 8 | 8 | 64 | 84818039 | 500561 00008 | 500561 00064
500562 | RADIATOR & FAN-COIL VALVES | MANUAL VALVES | VD 001 VALV.DIR.DRM DN15 | CC | DRM MANUAL VALVES | 12.44 | 0.208 | 8 | 8 | 64 | 84818039 | 500562 00008 | 500562 00064
500563 | RADIATOR & FAN-COIL VALVES | MANUAL VALVES | VD 001 VALV.DIR.DRM DN20 | CC | DRM MANUAL VALVES | 16.6 | 0.295 | 8 | 8 | 64 | 84818039 | 500563 00008 | 500563 00064
500565 | RADIATOR & FAN-COIL VALVES | MANUAL VALVES | VS 002 VALV.SQ.DRM DN10 | CC | DRM MANUAL VALVES | 11.06 | 0.167 | 8 | 8 | 64 | 84818039 | 500565 00008 | 500565 00064
500566 | RADIATOR & FAN-COIL VALVES | MANUAL VALVES | VS 002 VALV.SQ.DRM DN15 | CC | DRM MANUAL VALVES | 11.76 | 0.198 | 8 | 8 | 64 | 84818039 | 500566 00008 | 500566 00064
500567 | RADIATOR & FAN-COIL VALVES | MANUAL VALVES | VS 002 VALV.SQ.DRM DN20 | CC | DRM MANUAL VALVES | 16.44 | 0.28 | 8 | 8 | 64 | 84818039 | 500567 00008 | 500567 00064
500571 | RADIATOR & FAN-COIL VALVES | MANUAL VALVES | VD 005 VALV.DIR.DRM EK | CC | DRM MANUAL VALVES | 12.17 | 0.189 | 8 | 8 | 64 | 84818039 | 500571 00008 | 500571 00064
500048R | RADIATOR & FAN-COIL VALVES | MANUAL VALVES | VS 006 VALV.SQ.DRM EK | CC | DRM MANUAL VALVES | 12.15 | 0 | 8 | 8 | 64 | 84818039 | 500048R 00008 | 500048R 00064
500048RC | RADIATOR & FAN-COIL VALVES | MANUAL VALVES | VS 006 VALV.SQ.DRM EK | CC | DRM MANUAL VALVES | 12.42 | 0.194 | 8 | 8 | 64 | 84818039 | 500048RC 00008 | 500048RC 00064
500048RCR | RADIATOR & FAN-COIL VALVES | MANUAL VALVES | VS 006 VALV.SQ.DRM EK | CC | DRM MANUAL VALVES | 12.71 | 0 | 8 | 8 | 64 | 84818039 | 500048RCR 00008 | 500048RCR 00064
500561RC | RADIATOR & FAN-COIL VALVES | MANUAL VALVES | VD 001 VALV.DIR.DRM DN10 | CC | DRM MANUAL VALVES | 12.67 | 0.178 | 8 | 8 | 64 | 84818039 | 500561RC 00008 | 500561RC 00064
500562RC | RADIATOR & FAN-COIL VALVES | MANUAL VALVES | VD 001 VALV.DIR.DRM DN15 | CC | DRM MANUAL VALVES | 13.09 | 0.212 | 8 | 8 | 64 | 84818039 | 500562RC 00008 | 500562RC 00064
500563RC | RADIATOR & FAN-COIL VALVES | MANUAL VALVES | VD 001 VALV.DIR.DRM DN20 | CC | DRM MANUAL VALVES | 17.64 | 0.283 | 8 | 8 | 64 | 84818039 | 500563RC 00008 | 500563RC 00064
500565RC | RADIATOR & FAN-COIL VALVES | MANUAL VALVES | VS 002 VALV.SQ.DRM DN10 | CC | DRM MANUAL VALVES | 12.36 | 0.162 | 8 | 8 | 64 | 84818039 | 500565RC 00008 | 500565RC 00064
500566RC | RADIATOR & FAN-COIL VALVES | MANUAL VALVES | VS 002 VALV.SQ.DRM DN15 | CC | DRM MANUAL VALVES | 12.42 | 0.202 | 8 | 8 | 64 | 84818039 | 500566RC 00008 | 500566RC 00064
500567RC | RADIATOR & FAN-COIL VALVES | MANUAL VALVES | VS 002 VALV.SQ.DRM DN20 | CC | DRM MANUAL VALVES | 17.49 | 0.282 | 8 | 8 | 64 | 84818039 | 500567RC 00008 | 500567RC 00064
500571R | RADIATOR & FAN-COIL VALVES | MANUAL VALVES | VD 005 VALV.DIR.DRM EK | CC | DRM MANUAL VALVES | 12.54 | 0 | 8 | 8 | 64 | 84818039 | 500571R 00008 | 500571R 00064
500571RC | RADIATOR & FAN-COIL VALVES | MANUAL VALVES | VD 005 VALV.DIR.DRM EK | CC | DRM MANUAL VALVES | 12.81 | 0.207 | 8 | 8 | 64 | 84818039 | 500571RC 00008 | 500571RC 00064
500571RCR | RADIATOR & FAN-COIL VALVES | MANUAL VALVES | VD 005 VALV.DIR.DRM EK | CC | DRM MANUAL VALVES | 13.11 | 0.206 | 8 | 8 | 64 | 84818039 | 500571RCR 00008 | 500571RCR 00064
500053 | RADIATOR & FAN-COIL VALVES | MANUAL VALVES | DS 306 DETENTORE SQUADRA EK | DA | LOCKSHIELDS | 8.95 | 0.161 | 10 | 8 | 80 | 84818039 | 500053 00010 | 500053 00080
500557 | RADIATOR & FAN-COIL VALVES | MANUAL VALVES | DS 330 DET.TUBO D.15 100-125 | DA | LOCKSHIELDS | 18.14 | 0.152 | 70 | 0 | 70 | 84818039 | 500557 00070 | 500557 00070
500598 | RADIATOR & FAN-COIL VALVES | MANUAL VALVES | DS 336 DET.SQUADRA VK EK | DA | LOCKSHIELDS | 8.09 | 0.125 | 10 | 8 | 80 | 84818039 | 500598 00010 | 500598 00080
500623 | RADIATOR & FAN-COIL VALVES | MANUAL VALVES | DD 311 DET.DIR.SALDARE DN15 | DA | LOCKSHIELDS | 9.07 | 0.162 | 10 | 8 | 80 | 84818039 | 500623 00010 | 500623 00080
500642 | RADIATOR & FAN-COIL VALVES | MANUAL VALVES | DD 301 DETENTORE DIRITTO DN15 | DA | LOCKSHIELDS | 9.61 | 0.176 | 10 | 8 | 80 | 84818039 | 500642 00010 | 500642 00080
500644 | RADIATOR & FAN-COIL VALVES | MANUAL VALVES | DD 301 DETENTORE DIRITTO DN20 | DA | LOCKSHIELDS | 13.89 | 0.256 | 10 | 8 | 80 | 84818039 | 500644 00010 | 500644 00080
500647 | RADIATOR & FAN-COIL VALVES | MANUAL VALVES | DD 301 DETENTORE DIRITTO DN10 | DA | LOCKSHIELDS | 8.41 | 0.128 | 10 | 8 | 80 | 84818039 | 500647 00010 | 500647 00080
500652 | RADIATOR & FAN-COIL VALVES | MANUAL VALVES | DS 302 DETENTORE SQUADRA DN15 | DA | LOCKSHIELDS | 9.07 | 0.153 | 10 | 8 | 80 | 84818039 | 500652 00010 | 500652 00080
500655 | RADIATOR & FAN-COIL VALVES | MANUAL VALVES | DS 302 DETENTORE SQUADRA DN20 | DA | LOCKSHIELDS | 13.73 | 0.254 | 10 | 8 | 80 | 84818039 | 500655 00010 | 500655 00080
500656 | RADIATOR & FAN-COIL VALVES | MANUAL VALVES | DS 302 DETENTORE SQUADRA DN10 | DA | LOCKSHIELDS | 8.35 | 0.122 | 10 | 8 | 80 | 84818039 | 500656 00010 | 500656 00080
500750 | RADIATOR & FAN-COIL VALVES | MANUAL VALVES | DD 327 DETENTORE DIR.S/RAC EK | DA | LOCKSHIELDS | 6.55 | 0.108 | 10 | 8 | 80 | 84818039 | 500750 00010 | 500750 00080
500751 | RADIATOR & FAN-COIL VALVES | MANUAL VALVES | DD 305 DETENTORE DIRITTO EK | DA | LOCKSHIELDS | 9.4 | 0.177 | 10 | 8 | 80 | 84818039 | 500751 00010 | 500751 00080
500784 | RADIATOR & FAN-COIL VALVES | MANUAL VALVES | DS 312 DET.SQ. SALDARE DN15 | DA | LOCKSHIELDS | 8.54 | 0.139 | 10 | 8 | 80 | 84818039 | 500784 00010 | 500784 00080
510217 | RADIATOR & FAN-COIL VALVES | MANUAL VALVES | DS 402 DETENTORE SQ DN10 TF | DA | LOCKSHIELDS | 7.4 | 0.108 | 10 | 8 | 80 | 84818039 | 510217 00010 | 510217 00080
510218 | RADIATOR & FAN-COIL VALVES | MANUAL VALVES | DS 402 DETENTORE SQ DN15 TF | DA | LOCKSHIELDS | 7.94 | 0.115 | 10 | 8 | 80 | 84818039 | 510218 00010 | 510218 00080
510219 | RADIATOR & FAN-COIL VALVES | MANUAL VALVES | DS 404 DETENTORE SQUADRA M24 | DA | LOCKSHIELDS | 7.8 | 0.107 | 10 | 8 | 80 | 84818039 | 510219 00010 | 510219 00080
510222 | RADIATOR & FAN-COIL VALVES | MANUAL VALVES | DS 404 DETENTORE SQUADRA G1/2 | DA | LOCKSHIELDS | 7.8 | 0.1 | 10 | 8 | 80 | 84818039 | 510222 00010 | 510222 00080
510225 | RADIATOR & FAN-COIL VALVES | MANUAL VALVES | DS 404 DET.SQ.M24 X 3/8 | DA | LOCKSHIELDS | 7.8 | 0.106 | 10 | 8 | 80 | 84818039 | 510225 00010 | 510225 00080
510228 | RADIATOR & FAN-COIL VALVES | MANUAL VALVES | DS 404 DET.SQ.G1/2 X 3/8 | DA | LOCKSHIELDS | 7.8 | 0.104 | 10 | 8 | 80 | 84818039 | 510228 00010 | 510228 00080
520070 | RADIATOR & FAN-COIL VALVES | MANUAL VALVES | DD 201 DETENTORE DIRITTO DN10 | DA | LOCKSHIELDS | 11.41 | 0.208 | 10 | 8 | 80 | 84818039 | 520070 00010 | 520070 00080
520071 | RADIATOR & FAN-COIL VALVES | MANUAL VALVES | DD 201 DETENTORE DIRITTO DN15 | DA | LOCKSHIELDS | 12.81 | 0.252 | 10 | 8 | 80 | 84818039 | 520071 00010 | 520071 00080
520072 | RADIATOR & FAN-COIL VALVES | MANUAL VALVES | DD 201 DETENTORE DIRITTO DN20 | DA | LOCKSHIELDS | 19.32 | 0.33 | 8 | 8 | 64 | 84818039 | 520072 00008 | 520072 00064
520073 | RADIATOR & FAN-COIL VALVES | MANUAL VALVES | DS 202 DETENTORE SQUADRA DN10 | DA | LOCKSHIELDS | 10.34 | 0.188 | 10 | 8 | 80 | 84818039 | 520073 00010 | 520073 00080
520074 | RADIATOR & FAN-COIL VALVES | MANUAL VALVES | DS 202 DETENTORE SQUADRA DN15 | DA | LOCKSHIELDS | 11.64 | 0.214 | 10 | 8 | 80 | 84818039 | 520074 00010 | 520074 00080
520077 | RADIATOR & FAN-COIL VALVES | MANUAL VALVES | DD 205 DETENTORE DIRITTO EK | DA | LOCKSHIELDS | 12.53 | 0.24 | 10 | 8 | 80 | 84818039 | 520077 00010 | 520077 00080
520080 | RADIATOR & FAN-COIL VALVES | MANUAL VALVES | DCD 212DX DET. COASSIALE DN15 | DA | LOCKSHIELDS | 16.89 | 0.281 | 10 | 8 | 80 | 84818039 | 520080 00010 | 520080 00080
520081 | RADIATOR & FAN-COIL VALVES | MANUAL VALVES | DCS 212SX DET. COASSIALE DN15 | DA | LOCKSHIELDS | 16.89 | 0.283 | 10 | 8 | 80 | 84818039 | 520081 00010 | 520081 00080
520084 | RADIATOR & FAN-COIL VALVES | MANUAL VALVES | DCD 216DX DET. COASSIALE EK | DA | LOCKSHIELDS | 16.84 | 0.281 | 10 | 8 | 80 | 84818039 | 520084 00010 | 520084 00080
520085 | RADIATOR & FAN-COIL VALVES | MANUAL VALVES | DCS 216SX DET. COASSIALE EK | DA | LOCKSHIELDS | 16.84 | 0.28 | 10 | 8 | 80 | 84818039 | 520085 00010 | 520085 00080
520086 | RADIATOR & FAN-COIL VALVES | MANUAL VALVES | DD 227 DETENTORE DIR.S/RAC EK | DA | LOCKSHIELDS | 9.77 | 0.178 | 10 | 8 | 80 | 84818039 | 520086 00010 | 520086 00080
520110 | RADIATOR & FAN-COIL VALVES | MANUAL VALVES | DCD 212DX DET. COASSIALE DN10 | DA | LOCKSHIELDS | 16.89 | 0.29 | 10 | 8 | 80 | 84818039 | 520110 00010 | 520110 00080
520111 | RADIATOR & FAN-COIL VALVES | MANUAL VALVES | DCS 212SX DET. COASSIALE DN10 | DA | LOCKSHIELDS | 16.89 | 0.283 | 10 | 8 | 80 | 84818039 | 520111 00010 | 520111 00080
500053R | RADIATOR & FAN-COIL VALVES | MANUAL VALVES | DS 306 DETENTORE SQUADRA EK | DA | LOCKSHIELDS | 9.32 | 0.143 | 10 | 8 | 80 | 84818039 | 500053R 00010 | 500053R 00080
500053RC | RADIATOR & FAN-COIL VALVES | MANUAL VALVES | DS 306 DETENTORE SQUADRA EK | DA | LOCKSHIELDS | 9.58 | 0.1467 | 10 | 8 | 80 | 84818039 | 500053RC 00010 | 500053RC 00080
500053RCR | RADIATOR & FAN-COIL VALVES | MANUAL VALVES | DS 306 DETENTORE SQUADRA EK | DA | LOCKSHIELDS | 9.89 | 0.1288 | 10 | 8 | 80 | 84818039 | 500053RCR 00010 | 500053RCR 00080
500634RC | RADIATOR & FAN-COIL VALVES | MANUAL VALVES | DS 322 DET. SQ 3/4F X 1"M RC | DA | LOCKSHIELDS | 15.58 | 0.273 | 10 | 8 | 80 | 84818039 | 500634RC 00010 | 500634RC 00080
500642RC | RADIATOR & FAN-COIL VALVES | MANUAL VALVES | DD 301 DETENTORE DIRITTO DN15 | DA | LOCKSHIELDS | 10.26 | 0.187 | 10 | 8 | 80 | 84818039 | 500642RC 00010 | 500642RC 00080
500644RC | RADIATOR & FAN-COIL VALVES | MANUAL VALVES | DD 301 DETENTORE DIRITTO DN20 | DA | LOCKSHIELDS | 14.92 | 0.272 | 10 | 8 | 80 | 84818039 | 500644RC 00010 | 500644RC 00080
500645RC | RADIATOR & FAN-COIL VALVES | MANUAL VALVES | DD 321 DET DIR 3/4F X 1"M RC | DA | LOCKSHIELDS | 15.66 | 0.272 | 10 | 8 | 80 | 84818039 | 500645RC 00010 | 500645RC 00080
500647RC | RADIATOR & FAN-COIL VALVES | MANUAL VALVES | DD 301 DETENTORE DIRITTO DN10 | DA | LOCKSHIELDS | 9.71 | 0.141 | 10 | 8 | 80 | 84818039 | 500647RC 00010 | 500647RC 00080
500652RC | RADIATOR & FAN-COIL VALVES | MANUAL VALVES | DS 302 DETENTORE SQUADRA DN15 | DA | LOCKSHIELDS | 9.73 | 0.17 | 10 | 8 | 80 | 84818039 | 500652RC 00010 | 500652RC 00080
500655RC | RADIATOR & FAN-COIL VALVES | MANUAL VALVES | DS 302 DETENTORE SQUADRA DN20 | DA | LOCKSHIELDS | 14.76 | 0.266 | 10 | 8 | 80 | 84818039 | 500655RC 00010 | 500655RC 00080
500656RC | RADIATOR & FAN-COIL VALVES | MANUAL VALVES | DS 302 DETENTORE SQUADRA DN10 | DA | LOCKSHIELDS | 9.62 | 0.134 | 10 | 8 | 80 | 84818039 | 500656RC 00010 | 500656RC 00080
500751R | RADIATOR & FAN-COIL VALVES | MANUAL VALVES | DD 305 DETENTORE DIRITTO EK | DA | LOCKSHIELDS | 9.77 | 0.177 | 10 | 8 | 80 | 84818039 | 500751R 00010 | 500751R 00080
500751RC | RADIATOR & FAN-COIL VALVES | MANUAL VALVES | DD 305 DETENTORE DIRITTO EK | DA | LOCKSHIELDS | 10.03 | 0.175 | 10 | 8 | 80 | 84818039 | 500751RC 00010 | 500751RC 00080
500751RCR | RADIATOR & FAN-COIL VALVES | MANUAL VALVES | DD 305 DETENTORE DIRITTO EK | DA | LOCKSHIELDS | 10.34 | 0.175 | 10 | 8 | 80 | 84818039 | 500751RCR 00010 | 500751RCR 00080
510217RC | RADIATOR & FAN-COIL VALVES | MANUAL VALVES | DS 402 DETENTORE SQ DN10 TF | DA | LOCKSHIELDS | 7.55 | 0.108 | 10 | 8 | 80 | 84818039 | 510217RC 00010 | 510217RC 00080
510218RC | RADIATOR & FAN-COIL VALVES | MANUAL VALVES | DS 402 DETENTORE SQ DN15 TF | DA | LOCKSHIELDS | 8.53 | 0.12 | 10 | 8 | 80 | 84818039 | 510218RC 00010 | 510218RC 00080
510219RC | RADIATOR & FAN-COIL VALVES | MANUAL VALVES | DS 404 DETENTORE SQUADRA M24 | DA | LOCKSHIELDS | 8.4 | 0.111 | 10 | 8 | 80 | 84818039 | 510219RC 00010 | 510219RC 00080
510222RC | RADIATOR & FAN-COIL VALVES | MANUAL VALVES | DS 404 DETENTORE SQUADRA G1/2 | DA | LOCKSHIELDS | 8.4 | 0.108 | 10 | 8 | 80 | 84818039 | 510222RC 00010 | 510222RC 00080
510225RC | RADIATOR & FAN-COIL VALVES | MANUAL VALVES | DS 404 DET.SQ.M24 X 3/8 | DA | LOCKSHIELDS | 7.96 | 0 | 10 | 8 | 80 | 84818039 | 510225RC 00010 | 510225RC 00080
510228RC | RADIATOR & FAN-COIL VALVES | MANUAL VALVES | DS 404 DET.SQ.G1/2 X 3/8 | DA | LOCKSHIELDS | 7.96 | 0.103 | 10 | 8 | 80 | 84818039 | 510228RC 00010 | 510228RC 00080
520070RC | RADIATOR & FAN-COIL VALVES | MANUAL VALVES | DD 201 DETENTORE DIRITTO DN10 | DA | LOCKSHIELDS | 12 | 0.208 | 10 | 8 | 80 | 84818039 | 520070RC 00010 | 520070RC 00080
520071RC | RADIATOR & FAN-COIL VALVES | MANUAL VALVES | DD 201 DETENTORE DIRITTO DN15 | DA | LOCKSHIELDS | 13.4 | 0.257 | 10 | 8 | 80 | 84818039 | 520071RC 00010 | 520071RC 00080
520072RC | RADIATOR & FAN-COIL VALVES | MANUAL VALVES | DD 201 DETENTORE DIRITTO DN20 | DA | LOCKSHIELDS | 19.97 | 0.348 | 8 | 8 | 64 | 84818039 | 520072RC 00008 | 520072RC 00064
520073RC | RADIATOR & FAN-COIL VALVES | MANUAL VALVES | DS 202 DETENTORE SQUADRA DN10 | DA | LOCKSHIELDS | 10.93 | 0.188 | 10 | 8 | 80 | 84818039 | 520073RC 00010 | 520073RC 00080
520074RC | RADIATOR & FAN-COIL VALVES | MANUAL VALVES | DS 202 DETENTORE SQUADRA DN15 | DA | LOCKSHIELDS | 12.23 | 0.231 | 10 | 8 | 80 | 84818039 | 520074RC 00010 | 520074RC 00080
520077R | RADIATOR & FAN-COIL VALVES | MANUAL VALVES | DD 205 DETENTORE DIRITTO EK | DA | LOCKSHIELDS | 12.93 | 0.244 | 10 | 8 | 80 | 84818039 | 520077R 00010 | 520077R 00080
520077RC | RADIATOR & FAN-COIL VALVES | MANUAL VALVES | DD 205 DETENTORE DIRITTO EK | DA | LOCKSHIELDS | 13.12 | 0.245 | 10 | 8 | 80 | 84818039 | 520077RC 00010 | 520077RC 00080
520077RCR | RADIATOR & FAN-COIL VALVES | MANUAL VALVES | DD 205 DETENTORE DIRITTO EK | DA | LOCKSHIELDS | 13.51 | 0.245 | 10 | 8 | 80 | 84818039 | 520077RCR 00010 | 520077RCR 00080
520080RC | RADIATOR & FAN-COIL VALVES | MANUAL VALVES | DCD 212DX DET. COASSIALE DN15 | DA | LOCKSHIELDS | 17.49 | 0.284 | 10 | 8 | 80 | 84818039 | 520080RC 00010 | 520080RC 00080
520081RC | RADIATOR & FAN-COIL VALVES | MANUAL VALVES | DCS 212SX DET. COASSIALE DN15 | DA | LOCKSHIELDS | 17.49 | 0.286 | 10 | 8 | 80 | 84818039 | 520081RC 00010 | 520081RC 00080
520084R | RADIATOR & FAN-COIL VALVES | MANUAL VALVES | DCD 216DX DET. COASSIALE EK | DA | LOCKSHIELDS | 17.22 | 0.281 | 10 | 8 | 80 | 84818039 | 520084R 00010 | 520084R 00080
520084RC | RADIATOR & FAN-COIL VALVES | MANUAL VALVES | DCD 216DX DET. COASSIALE EK | DA | LOCKSHIELDS | 17.41 | 0.286 | 10 | 8 | 80 | 84818039 | 520084RC 00010 | 520084RC 00080
520084RCR | RADIATOR & FAN-COIL VALVES | MANUAL VALVES | DCD 216DX DET. COASSIALE EK | DA | LOCKSHIELDS | 17.81 | 0.284 | 10 | 8 | 80 | 84818039 | 520084RCR 00010 | 520084RCR 00080
520085R | RADIATOR & FAN-COIL VALVES | MANUAL VALVES | DCS 216SX DET. COASSIALE EK | DA | LOCKSHIELDS | 17.22 | 0.28 | 10 | 8 | 80 | 84818039 | 520085R 00010 | 520085R 00080
520085RC | RADIATOR & FAN-COIL VALVES | MANUAL VALVES | DCS 216SX DET. COASSIALE EK | DA | LOCKSHIELDS | 17.41 | 0.282 | 10 | 8 | 80 | 84818039 | 520085RC 00010 | 520085RC 00080
520085RCR | RADIATOR & FAN-COIL VALVES | MANUAL VALVES | DCS 216SX DET. COASSIALE EK | DA | LOCKSHIELDS | 17.81 | 0.282 | 10 | 8 | 80 | 84818039 | 520085RCR 00010 | 520085RCR 00080
520110RC | RADIATOR & FAN-COIL VALVES | MANUAL VALVES | DCD 212DX DET. COASSIALE DN10 | DA | LOCKSHIELDS | 17.49 | 0.288 | 10 | 8 | 80 | 84818039 | 520110RC 00010 | 520110RC 00080
520111RC | RADIATOR & FAN-COIL VALVES | MANUAL VALVES | DCS 212SX DET. COASSIALE DN10 | DA | LOCKSHIELDS | 17.49 | 0.294 | 10 | 8 | 80 | 84818039 | 520111RC 00010 | 520111RC 00080
507017 | RADIATOR & FAN-COIL VALVES | RADIATOR KITS | RTL G3/4F X G3/4M GIR. | BN | RADIATOR KITS | 70.44 | 0.405 | 5 | 8 | 40 | 84818039 | 507017 00005 | 507017 00040
506056I | RADIATOR & FAN-COIL VALVES | RADIATOR KITS | KIT STANDARD CROMO IVAR | BN | RADIATOR KITS | 74.11 | 0.518 | 1 | 32 | 32 | 84818039 | 506056I 00001 | 506056I 00032
520174SB | RADIATOR & FAN-COIL VALVES | RADIATOR KITS | KIT R.DIR.TF DN10 T1500 | BN | RADIATOR KITS | 36.1 | 0.452 | 1 | 32 | 32 | 84818039 | 520174SB 00001 | 520174SB 00032
520174SBRC | RADIATOR & FAN-COIL VALVES | RADIATOR KITS | KIT R.DIR.TF DN10 T1500 | BN | RADIATOR KITS | 38.69 | 0.468 | 1 | 32 | 32 | 84818039 | 520174SBRC 00001 | 520174SBRC 00032
520174SL | RADIATOR & FAN-COIL VALVES | RADIATOR KITS | KIT R.DIR.TF DN10 T5000 | BN | RADIATOR KITS | 39.72 | 0.527 | 1 | 32 | 32 | 84818039 | 520174SL 00001 | 520174SL 00032
520174SLRC | RADIATOR & FAN-COIL VALVES | RADIATOR KITS | KIT R.DIR.TF DN10 T5000 | BN | RADIATOR KITS | 42.31 | 0.546 | 1 | 32 | 32 | 84818039 | 520174SLRC 00001 | 520174SLRC 00032
520174VB | RADIATOR & FAN-COIL VALVES | RADIATOR KITS | KIT DRN R.DIR.TF DN10 T1500 | BN | RADIATOR KITS | 37.47 | 0 | 1 | 32 | 32 | 84818039 | 520174VB 00001 | 520174VB 00032
520174VBRC | RADIATOR & FAN-COIL VALVES | RADIATOR KITS | KIT DRN R.DIR.TF DN10 T1500 | BN | RADIATOR KITS | 40.05 | 0 | 1 | 32 | 32 | 84818039 | 520174VBRC 00001 | 520174VBRC 00032
520174VL | RADIATOR & FAN-COIL VALVES | RADIATOR KITS | KIT DRN R.DIR.TF DN10 T5000 | BN | RADIATOR KITS | 41.09 | 0.488 | 1 | 32 | 32 | 84818039 | 520174VL 00001 | 520174VL 00032
520174VLRC | RADIATOR & FAN-COIL VALVES | RADIATOR KITS | KIT DRN R.DIR.TF DN10 T5000 | BN | RADIATOR KITS | 43.66 | 0 | 1 | 32 | 32 | 84818039 | 520174VLRC 00001 | 520174VLRC 00032
520175SB | RADIATOR & FAN-COIL VALVES | RADIATOR KITS | KIT R.DIR.TF DN15 T1500 | BN | RADIATOR KITS | 38.6 | 0.526 | 1 | 32 | 32 | 84818039 | 520175SB 00001 | 520175SB 00032
520175SBRC | RADIATOR & FAN-COIL VALVES | RADIATOR KITS | KIT R.DIR.TF DN15 T1500 | BN | RADIATOR KITS | 39.89 | 0.536 | 1 | 32 | 32 | 84818039 | 520175SBRC 00001 | 520175SBRC 00032
520175SL | RADIATOR & FAN-COIL VALVES | RADIATOR KITS | KIT R.DIR.TF DN15 T5000 | BN | RADIATOR KITS | 42.22 | 0.611 | 1 | 32 | 32 | 84818039 | 520175SL 00001 | 520175SL 00032
520175SLRC | RADIATOR & FAN-COIL VALVES | RADIATOR KITS | KIT R.DIR.TF DN15 T5000 | BN | RADIATOR KITS | 43.51 | 0.621 | 1 | 32 | 32 | 84818039 | 520175SLRC 00001 | 520175SLRC 00032
520175VB | RADIATOR & FAN-COIL VALVES | RADIATOR KITS | KIT DRN R.DIR.TF DN15 T1500 | BN | RADIATOR KITS | 39.93 | 0.51 | 1 | 32 | 32 | 84818039 | 520175VB 00001 | 520175VB 00032
520175VBRC | RADIATOR & FAN-COIL VALVES | RADIATOR KITS | KIT DRN R.DIR.TF DN15 T1500 | BN | RADIATOR KITS | 41.23 | 0 | 1 | 32 | 32 | 84818039 | 520175VBRC 00001 | 520175VBRC 00032
520175VL | RADIATOR & FAN-COIL VALVES | RADIATOR KITS | KIT DRN R.DIR.TF DN15 T5000 | BN | RADIATOR KITS | 43.56 | 0.557 | 1 | 32 | 32 | 84818039 | 520175VL 00001 | 520175VL 00032
520175VLRC | RADIATOR & FAN-COIL VALVES | RADIATOR KITS | KIT DRN R.DIR.TF DN15 T5000 | BN | RADIATOR KITS | 44.85 | 0 | 1 | 32 | 32 | 84818039 | 520175VLRC 00001 | 520175VLRC 00032
520176SB | RADIATOR & FAN-COIL VALVES | RADIATOR KITS | KIT R.DIR.TF DN20 T1500 | BN | RADIATOR KITS | 49.84 | 0.686 | 1 | 15 | 15 | 84818039 | 520176SB 00001 | 520176SB 00015
520176SBRC | RADIATOR & FAN-COIL VALVES | RADIATOR KITS | KIT R.DIR.TF DN20 T1500 | BN | RADIATOR KITS | 51.9 | 0.686 | 1 | 15 | 15 | 84818039 | 520176SBRC 00001 | 520176SBRC 00015
520176SL | RADIATOR & FAN-COIL VALVES | RADIATOR KITS | KIT R.DIR.TF DN20 T5000 | BN | RADIATOR KITS | 53.46 | 0.723 | 1 | 15 | 15 | 84818039 | 520176SL 00001 | 520176SL 00015
520176SLRC | RADIATOR & FAN-COIL VALVES | RADIATOR KITS | KIT R.DIR.TF DN20 T5000 | BN | RADIATOR KITS | 55.52 | 0 | 1 | 32 | 32 | 84818039 | 520176SLRC 00001 | 520176SLRC 00032
520176VB | RADIATOR & FAN-COIL VALVES | RADIATOR KITS | KIT DRN R.DIR.TF DN20 T1500 | BN | RADIATOR KITS | 51.2 | 0 | 1 | 32 | 32 | 84818039 | 520176VB 00001 | 520176VB 00032
520176VBRC | RADIATOR & FAN-COIL VALVES | RADIATOR KITS | KIT DRN R.DIR.TF DN20 T1500 | BN | RADIATOR KITS | 53.26 | 0 | 1 | 32 | 32 | 84818039 | 520176VBRC 00001 | 520176VBRC 00032
520176VL | RADIATOR & FAN-COIL VALVES | RADIATOR KITS | KIT DRN R.DIR.TF DN20 T5000 | BN | RADIATOR KITS | 54.83 | 0.727 | 1 | 15 | 15 | 84818039 | 520176VL 00001 | 520176VL 00015
520176VLRC | RADIATOR & FAN-COIL VALVES | RADIATOR KITS | KIT DRN R.DIR.TF DN20 T5000 | BN | RADIATOR KITS | 56.88 | 0 | 1 | 32 | 32 | 84818039 | 520176VLRC 00001 | 520176VLRC 00032
520177SB | RADIATOR & FAN-COIL VALVES | RADIATOR KITS | KIT R.SQ.TF DN10 T1500 | BN | RADIATOR KITS | 34.71 | 0.422 | 1 | 32 | 32 | 84818039 | 520177SB 00001 | 520177SB 00032
520177SBRC | RADIATOR & FAN-COIL VALVES | RADIATOR KITS | KIT R.SQ.TF DN10 T1500 | BN | RADIATOR KITS | 37.27 | 0.432 | 1 | 32 | 32 | 84818039 | 520177SBRC 00001 | 520177SBRC 00032
520177SL | RADIATOR & FAN-COIL VALVES | RADIATOR KITS | KIT R.SQ.TF DN10 T5000 | BN | RADIATOR KITS | 38.34 | 0.548 | 1 | 32 | 32 | 84818039 | 520177SL 00001 | 520177SL 00032
520177SLRC | RADIATOR & FAN-COIL VALVES | RADIATOR KITS | KIT R.SQ.TF DN10 T5000 | BN | RADIATOR KITS | 40.89 | 0.458 | 1 | 32 | 32 | 84818039 | 520177SLRC 00001 | 520177SLRC 00032
520177VB | RADIATOR & FAN-COIL VALVES | RADIATOR KITS | KIT DRN R.SQ.TF DN10 T1500 | BN | RADIATOR KITS | 36.06 | 0 | 1 | 32 | 32 | 84818039 | 520177VB 00001 | 520177VB 00032
520177VBRC | RADIATOR & FAN-COIL VALVES | RADIATOR KITS | KIT DRN R.SQ.TF DN10 T1500 | BN | RADIATOR KITS | 38.63 | 0 | 1 | 32 | 32 | 84818039 | 520177VBRC 00001 | 520177VBRC 00032
520177VL | RADIATOR & FAN-COIL VALVES | RADIATOR KITS | KIT DRN R.SQ.TF DN10 T5000 | BN | RADIATOR KITS | 39.67 | 0.529 | 1 | 32 | 32 | 84818039 | 520177VL 00001 | 520177VL 00032
520177VLRC | RADIATOR & FAN-COIL VALVES | RADIATOR KITS | KIT DRN R.SQ.TF DN10 T5000 | BN | RADIATOR KITS | 42.25 | 0 | 1 | 32 | 32 | 84818039 | 520177VLRC 00001 | 520177VLRC 00032
520178SB | RADIATOR & FAN-COIL VALVES | RADIATOR KITS | KIT R.SQ.TF DN15 T1500 | BN | RADIATOR KITS | 36.91 | 0.496 | 1 | 32 | 32 | 84818039 | 520178SB 00001 | 520178SB 00032
520178SBRC | RADIATOR & FAN-COIL VALVES | RADIATOR KITS | KIT R.SQ.TF DN15 T1500 | BN | RADIATOR KITS | 38.19 | 0.49 | 1 | 32 | 32 | 84818039 | 520178SBRC 00001 | 520178SBRC 00032
520178SL | RADIATOR & FAN-COIL VALVES | RADIATOR KITS | KIT R.SQ.TF DN15 T5000 | BN | RADIATOR KITS | 40.52 | 0.625 | 1 | 32 | 32 | 84818039 | 520178SL 00001 | 520178SL 00032
520178SLRC | RADIATOR & FAN-COIL VALVES | RADIATOR KITS | KIT R.SQ.TF DN15 T5000 | BN | RADIATOR KITS | 41.81 | 0.579 | 1 | 32 | 32 | 84818039 | 520178SLRC 00001 | 520178SLRC 00032
520178VB | RADIATOR & FAN-COIL VALVES | RADIATOR KITS | KIT DRN R.SQ.TF DN15 T1500 | BN | RADIATOR KITS | 38.24 | 0.47 | 1 | 32 | 32 | 84818039 | 520178VB 00001 | 520178VB 00032
520178VBRC | RADIATOR & FAN-COIL VALVES | RADIATOR KITS | KIT DRN R.SQ.TF DN15 T1500 | BN | RADIATOR KITS | 39.54 | 0 | 1 | 32 | 32 | 84818039 | 520178VBRC 00001 | 520178VBRC 00032
520178VL | RADIATOR & FAN-COIL VALVES | RADIATOR KITS | KIT DRN R.SQ.TF DN15 T5000 | BN | RADIATOR KITS | 41.86 | 0.602 | 1 | 32 | 32 | 84818039 | 520178VL 00001 | 520178VL 00032
520178VLRC | RADIATOR & FAN-COIL VALVES | RADIATOR KITS | KIT DRN R.SQ.TF DN15 T5000 | BN | RADIATOR KITS | 43.15 | 0 | 1 | 32 | 32 | 84818039 | 520178VLRC 00001 | 520178VLRC 00032
520179SB | RADIATOR & FAN-COIL VALVES | RADIATOR KITS | KIT R.SQ.TF DN20 T1500 | BN | RADIATOR KITS | 48.41 | 0 | 1 | 15 | 15 | 84818039 | 520179SB 00001 | 520179SB 00015
520179SBRC | RADIATOR & FAN-COIL VALVES | RADIATOR KITS | KIT R.SQ.TF DN20 T1500 | BN | RADIATOR KITS | 50.47 | 0.654 | 1 | 15 | 15 | 84818039 | 520179SBRC 00001 | 520179SBRC 00015
520179SL | RADIATOR & FAN-COIL VALVES | RADIATOR KITS | KIT R.SQ.TF DN20 T5000 | BN | RADIATOR KITS | 52.03 | 0.744 | 1 | 15 | 15 | 84818039 | 520179SL 00001 | 520179SL 00015
520179SLRC | RADIATOR & FAN-COIL VALVES | RADIATOR KITS | KIT R.SQ.TF DN20 T5000 | BN | RADIATOR KITS | 54.08 | 0 | 1 | 32 | 32 | 84818039 | 520179SLRC 00001 | 520179SLRC 00032
520179VB | RADIATOR & FAN-COIL VALVES | RADIATOR KITS | KIT DRN R.SQ.TF DN20 T1500 | BN | RADIATOR KITS | 49.75 | 0 | 1 | 32 | 32 | 84818039 | 520179VB 00001 | 520179VB 00032
520179VBRC | RADIATOR & FAN-COIL VALVES | RADIATOR KITS | KIT DRN R.SQ.TF DN20 T1500 | BN | RADIATOR KITS | 51.82 | 0 | 1 | 32 | 32 | 84818039 | 520179VBRC 00001 | 520179VBRC 00032
520179VL | RADIATOR & FAN-COIL VALVES | RADIATOR KITS | KIT DRN R.SQ.TF DN20 T5000 | BN | RADIATOR KITS | 53.37 | 0.603 | 1 | 15 | 15 | 84818039 | 520179VL 00001 | 520179VL 00015
520179VLRC | RADIATOR & FAN-COIL VALVES | RADIATOR KITS | KIT DRN R.SQ.TF DN20 T5000 | BN | RADIATOR KITS | 55.45 | 0.782 | 1 | 15 | 15 | 84818039 | 520179VLRC 00001 | 520179VLRC 00015
520180SB | RADIATOR & FAN-COIL VALVES | RADIATOR KITS | KIT R.DIR.TR EK T1500 | BN | RADIATOR KITS | 38.09 | 0.512 | 1 | 32 | 32 | 84818039 | 520180SB 00001 | 520180SB 00032
520180SBRC | RADIATOR & FAN-COIL VALVES | RADIATOR KITS | KIT R.DIR.TR EK T1500 | BN | RADIATOR KITS | 39.37 | 0.524 | 1 | 32 | 32 | 84818039 | 520180SBRC 00001 | 520180SBRC 00032
520180SL | RADIATOR & FAN-COIL VALVES | RADIATOR KITS | KIT R.DIR.TR EK T5000 | BN | RADIATOR KITS | 41.71 | 0.556 | 1 | 32 | 32 | 84818039 | 520180SL 00001 | 520180SL 00032
520180SLRC | RADIATOR & FAN-COIL VALVES | RADIATOR KITS | KIT R.DIR.TR EK T5000 | BN | RADIATOR KITS | 42.99 | 0.569 | 1 | 32 | 32 | 84818039 | 520180SLRC 00001 | 520180SLRC 00032
520180VB | RADIATOR & FAN-COIL VALVES | RADIATOR KITS | KIT DRN R.DIR.TR EK T1500 | BN | RADIATOR KITS | 39.43 | 0 | 1 | 32 | 32 | 84818039 | 520180VB 00001 | 520180VB 00032
520180VBRC | RADIATOR & FAN-COIL VALVES | RADIATOR KITS | KIT DRN R.DIR.TR EK T1500 | BN | RADIATOR KITS | 40.71 | 0 | 1 | 32 | 32 | 84818039 | 520180VBRC 00001 | 520180VBRC 00032
520180VL | RADIATOR & FAN-COIL VALVES | RADIATOR KITS | KIT DRN R.DIR.TR EK T5000 | BN | RADIATOR KITS | 43.05 | 0.546 | 1 | 32 | 32 | 84818039 | 520180VL 00001 | 520180VL 00032
520180VLRC | RADIATOR & FAN-COIL VALVES | RADIATOR KITS | KIT DRN R.DIR.TR EK T5000 | BN | RADIATOR KITS | 44.34 | 0 | 1 | 32 | 32 | 84818039 | 520180VLRC 00001 | 520180VLRC 00032
520181SB | RADIATOR & FAN-COIL VALVES | RADIATOR KITS | KIT R.SQ.TR EK T1500 | BN | RADIATOR KITS | 36.47 | 0.482 | 1 | 32 | 32 | 84818039 | 520181SB 00001 | 520181SB 00032
520181SBRC | RADIATOR & FAN-COIL VALVES | RADIATOR KITS | KIT R.SQ.TR EK T1500 | BN | RADIATOR KITS | 37.74 | 0.492 | 1 | 32 | 32 | 84818039 | 520181SBRC 00001 | 520181SBRC 00032
520181SL | RADIATOR & FAN-COIL VALVES | RADIATOR KITS | KIT R.SQ.TR EK T5000 | BN | RADIATOR KITS | 40.08 | 0.559 | 1 | 32 | 32 | 84818039 | 520181SL 00001 | 520181SL 00032
520181SLRC | RADIATOR & FAN-COIL VALVES | RADIATOR KITS | KIT R.SQ.TR EK T5000 | BN | RADIATOR KITS | 41.36 | 0.532 | 1 | 32 | 32 | 84818039 | 520181SLRC 00001 | 520181SLRC 00032
520181VB | RADIATOR & FAN-COIL VALVES | RADIATOR KITS | KIT DRN R.SQ.TR EK T1500 | BN | RADIATOR KITS | 37.8 | 0 | 1 | 32 | 32 | 84818039 | 520181VB 00001 | 520181VB 00032
520181VBRC | RADIATOR & FAN-COIL VALVES | RADIATOR KITS | KIT DRN R.SQ.TR EK T1500 | BN | RADIATOR KITS | 39.09 | 0 | 1 | 32 | 32 | 84818039 | 520181VBRC 00001 | 520181VBRC 00032
520181VL | RADIATOR & FAN-COIL VALVES | RADIATOR KITS | KIT DRN R.SQ.TR EK T5000 | BN | RADIATOR KITS | 41.43 | 0.59 | 1 | 32 | 32 | 84818039 | 520181VL 00001 | 520181VL 00032
520181VLRC | RADIATOR & FAN-COIL VALVES | RADIATOR KITS | KIT DRN R.SQ.TR EK T5000 | BN | RADIATOR KITS | 42.7 | 0.518 | 1 | 32 | 32 | 84818039 | 520181VLRC 00001 | 520181VLRC 00032
520188SB | RADIATOR & FAN-COIL VALVES | RADIATOR KITS | KIT R.SQ.TR EK 3/8 T1500 | BN | RADIATOR KITS | 37.21 | 0.422 | 1 | 32 | 32 | 84818039 | 520188SB 00001 | 520188SB 00032
520188SBRC | RADIATOR & FAN-COIL VALVES | RADIATOR KITS | KIT R.SQ.TR EK 3/8 T1500 | BN | RADIATOR KITS | 38.34 | 0.486 | 1 | 32 | 32 | 84818039 | 520188SBRC 00001 | 520188SBRC 00032
520188SL | RADIATOR & FAN-COIL VALVES | RADIATOR KITS | KIT R.SQ.TR EK 3/8 T5000 | BN | RADIATOR KITS | 40.83 | 0.549 | 1 | 32 | 32 | 84818039 | 520188SL 00001 | 520188SL 00032
520188SLRC | RADIATOR & FAN-COIL VALVES | RADIATOR KITS | KIT R.SQ.TR EK 3/8 T5000 | BN | RADIATOR KITS | 41.96 | 0.496 | 1 | 32 | 32 | 84818039 | 520188SLRC 00001 | 520188SLRC 00032
520188VB | RADIATOR & FAN-COIL VALVES | RADIATOR KITS | KIT DRN R.SQ.TR EK 3/8 T1500 | BN | RADIATOR KITS | 38.54 | 0 | 1 | 32 | 32 | 84818039 | 520188VB 00001 | 520188VB 00032
520188VBRC | RADIATOR & FAN-COIL VALVES | RADIATOR KITS | KIT DRN R.SQ.TR EK 3/8 T1500 | BN | RADIATOR KITS | 39.67 | 0 | 1 | 32 | 32 | 84818039 | 520188VBRC 00001 | 520188VBRC 00032
520188VL | RADIATOR & FAN-COIL VALVES | RADIATOR KITS | KIT DRN R.SQ.TR EK 3/8 T5000 | BN | RADIATOR KITS | 42.17 | 0.544 | 1 | 32 | 32 | 84818039 | 520188VL 00001 | 520188VL 00032
520188VLRC | RADIATOR & FAN-COIL VALVES | RADIATOR KITS | KIT DRN R.SQ.TR EK 3/8 T5000 | BN | RADIATOR KITS | 43.29 | 0 | 1 | 32 | 32 | 84818039 | 520188VLRC 00001 | 520188VLRC 00032
520189SB | RADIATOR & FAN-COIL VALVES | RADIATOR KITS | KIT R.DIR.TR EK 3/8 T1500 | BN | RADIATOR KITS | 38.84 | 0.504 | 1 | 32 | 32 | 84818039 | 520189SB 00001 | 520189SB 00032
520189SBRC | RADIATOR & FAN-COIL VALVES | RADIATOR KITS | KIT R.DIR.TR EK 3/8 T1500 | BN | RADIATOR KITS | 39.96 | 0.512 | 1 | 32 | 32 | 84818039 | 520189SBRC 00001 | 520189SBRC 00032
520189SL | RADIATOR & FAN-COIL VALVES | RADIATOR KITS | KIT R.DIR.TR EK 3/8 T5000 | BN | RADIATOR KITS | 42.45 | 0.595 | 1 | 32 | 32 | 84818039 | 520189SL 00001 | 520189SL 00032
520189SLRC | RADIATOR & FAN-COIL VALVES | RADIATOR KITS | KIT R.DIR.TR EK 3/8 T5000 | BN | RADIATOR KITS | 43.58 | 0.556 | 1 | 32 | 32 | 84818039 | 520189SLRC 00001 | 520189SLRC 00032
520189VB | RADIATOR & FAN-COIL VALVES | RADIATOR KITS | KIT DRN R.DIR.TR EK 3/8 T1500 | BN | RADIATOR KITS | 40.18 | 0 | 1 | 32 | 32 | 84818039 | 520189VB 00001 | 520189VB 00032
520189VBRC | RADIATOR & FAN-COIL VALVES | RADIATOR KITS | KIT DRN R.DIR.TR EK 3/8 T1500 | BN | RADIATOR KITS | 41.3 | 0 | 1 | 32 | 32 | 84818039 | 520189VBRC 00001 | 520189VBRC 00032
520189VL | RADIATOR & FAN-COIL VALVES | RADIATOR KITS | KIT DRN R.DIR.TR EK 3/8 T5000 | BN | RADIATOR KITS | 43.81 | 0.548 | 1 | 32 | 32 | 84818039 | 520189VL 00001 | 520189VL 00032
520189VLRC | RADIATOR & FAN-COIL VALVES | RADIATOR KITS | KIT DRN R.DIR.TR EK 3/8 T5000 | BN | RADIATOR KITS | 44.93 | 0 | 1 | 32 | 32 | 84818039 | 520189VLRC 00001 | 520189VLRC 00032
500317 | RADIATOR & FAN-COIL VALVES | H VALVES | DD 355 VALV.H MONOBIT.PAV.EK | EA | H VALVES | 24.96 | 0.347 | 6 | 8 | 48 | 84818039 | 500317 00006 | 500317 00048
500323 | RADIATOR & FAN-COIL VALVES | H VALVES | DS 356 VALV.H MONOBIT.MUR.EK | EA | H VALVES | 25.19 | 0.368 | 6 | 8 | 48 | 84818039 | 500323 00006 | 500323 00048
500845 | RADIATOR & FAN-COIL VALVES | H VALVES | DD 345 VALV.H BITUBO PAV.EK | EA | H VALVES | 19.07 | 0.324 | 6 | 8 | 48 | 84818039 | 500845 00006 | 500845 00048
500848 | RADIATOR & FAN-COIL VALVES | H VALVES | DS 346 VALV.H BITUBO MUR. EK | EA | H VALVES | 18.88 | 0.313 | 6 | 8 | 48 | 84818039 | 500848 00006 | 500848 00048
500317B | RADIATOR & FAN-COIL VALVES | H VALVES | DD 355B VALV.H MONOBIT.PAV.EK | EA | H VALVES | 29 | 0.407 | 6 | 8 | 48 | 84818039 | 500317B 00006 | 500317B 00048
500323B | RADIATOR & FAN-COIL VALVES | H VALVES | DS 356B VALV.H MONOBIT.MUR.EK | EA | H VALVES | 29.21 | 0.368 | 6 | 8 | 48 | 84818039 | 500323B 00006 | 500323B 00048
500845B | RADIATOR & FAN-COIL VALVES | H VALVES | DD 345B VALV.H BITUBO PAV.EK | EA | H VALVES | 23.11 | 0.373 | 6 | 8 | 48 | 84818039 | 500845B 00006 | 500845B 00048
500848B | RADIATOR & FAN-COIL VALVES | H VALVES | DS 346B VALV.H BITUBO MUR. EK | EA | H VALVES | 22.88 | 0.313 | 6 | 8 | 48 | 84818039 | 500848B 00006 | 500848B 00048
500423 | RADIATOR & FAN-COIL VALVES | H VALVES | VIT 51N VIT.TERM.RAD.VK DRN-H | EC | H VALVES ACCESSORIES - MISC. | 10.31 | 0.095 | 200 | 0 | 200 | 74122000 | 500423 00200 | 500423 00200
500424 | RADIATOR & FAN-COIL VALVES | H VALVES | VIT 52N VIT.TERM.RAD.VK DRN-D | EC | H VALVES ACCESSORIES - MISC. | 10.45 | 0.108 | 200 | 0 | 200 | 74122000 | 500424 00200 | 500424 00200
500770 | RADIATOR & FAN-COIL VALVES | H VALVES | AVK 01 RAC. EK X 1/2M X DET.VK | EC | H VALVES ACCESSORIES - MISC. | 1.996 | 0.03 | 80 | 8 | 640 | 74122000 | 500770 00080 | 500770 00640
501217 | RADIATOR & FAN-COIL VALVES | H VALVES | AVK 02 CARTER UNIV.X VALV.H | EC | H VALVES ACCESSORIES - MISC. | 1.933 | 0.048 | 120 | 0 | 120 | 39259080 | 501217 00120 | 501217 00120
500381 | RADIATOR & FAN-COIL VALVES | 4-WAYS DISTRIBUTORS | DB 1405 DIST.BITUBO PAV.EK | FA | 4 -WAYS DISTRIBUTORS | 20.43 | 0.297 | 10 | 8 | 80 | 84818039 | 500381 00010 | 500381 00080
500393 | RADIATOR & FAN-COIL VALVES | 4-WAYS DISTRIBUTORS | DM 1415 DIST.MONOT.PAV.EK | FA | 4 -WAYS DISTRIBUTORS | 20.67 | 0.291 | 10 | 8 | 80 | 84818039 | 500393 00010 | 500393 00080
500394 | RADIATOR & FAN-COIL VALVES | 4-WAYS DISTRIBUTORS | DM 1416 DIST.MONOT.MUR.EK | FA | 4 -WAYS DISTRIBUTORS | 23.93 | 0.351 | 8 | 8 | 64 | 84818039 | 500394 00008 | 500394 00064
500395 | RADIATOR & FAN-COIL VALVES | 4-WAYS DISTRIBUTORS | DB 1406 DIST.BITUBO MUR.EK | FA | 4 -WAYS DISTRIBUTORS | 23.55 | 0.362 | 8 | 8 | 64 | 84818039 | 500395 00008 | 500395 00064
500101 | RADIATOR & FAN-COIL VALVES | SINGLE PIPE VALVES | VM 1303 V.MONOT.TERM. M24XDN15 | GA | THERMOSTATIC SINGLE PIPE VALVES | 37.89 | 0.531 | 5 | 8 | 40 | 84818031 | 500101 00005 | 500101 00040
500103 | RADIATOR & FAN-COIL VALVES | SINGLE PIPE VALVES | VM 1303 V.MONOT.TERM. M24XDN20 | GA | THERMOSTATIC SINGLE PIPE VALVES | 37.89 | 0.538 | 5 | 8 | 40 | 84818031 | 500103 00005 | 500103 00040
520172 | RADIATOR & FAN-COIL VALVES | SINGLE PIPE VALVES | VM 1303 MONOT.TERM. EK X DN15 | GA | THERMOSTATIC SINGLE PIPE VALVES | 37.89 | 0.531 | 5 | 8 | 40 | 84818031 | 520172 00005 | 520172 00040
520173 | RADIATOR & FAN-COIL VALVES | SINGLE PIPE VALVES | VM 1303 MONOT.TERM. EK X DN20 | GA | THERMOSTATIC SINGLE PIPE VALVES | 37.89 | 0.531 | 5 | 8 | 40 | 84818031 | 520173 00005 | 520173 00040
501613 | RADIATOR & FAN-COIL VALVES | SINGLE PIPE VALVES | VM 1405 MONOT.MAN.100% EKXDN15 | GC | MANUAL SINGLE PIPE VALVES | 27.4 | 0.416 | 5 | 8 | 40 | 84818039 | 501613 00005 | 501613 00040
501614 | RADIATOR & FAN-COIL VALVES | SINGLE PIPE VALVES | VM 1405 MONOT.MAN.100% EKXDN20 | GC | MANUAL SINGLE PIPE VALVES | 27.4 | 0.408 | 5 | 8 | 40 | 84818039 | 501614 00005 | 501614 00040
502442 | RADIATOR & FAN-COIL VALVES | SINGLE PIPE VALVES | VM 1415 MONOT.MAN.100% EKXDN15 | GC | MANUAL SINGLE PIPE VALVES | 40.12 | 0.43 | 4 | 8 | 32 | 84818039 | 502442 00004 | 502442 00032
502443 | RADIATOR & FAN-COIL VALVES | SINGLE PIPE VALVES | VM 1415 MONOT.MAN.100% EKXDN20 | GC | MANUAL SINGLE PIPE VALVES | 40.12 | 0.407 | 5 | 8 | 40 | 84818039 | 502443 00005 | 502443 00040
5016135 | RADIATOR & FAN-COIL VALVES | SINGLE PIPE VALVES | VM 1405 MONOT.MAN.50% EKXDN15 | GC | MANUAL SINGLE PIPE VALVES | 31.08 | 0.407 | 5 | 8 | 40 | 84818039 | 5016135 00005 | 5016135 00040
5016145 | RADIATOR & FAN-COIL VALVES | SINGLE PIPE VALVES | VM 1405 MONOT.MAN.50% EKXDN20 | GC | MANUAL SINGLE PIPE VALVES | 31.08 | 0.416 | 5 | 8 | 40 | 84818039 | 5016145 00005 | 5016145 00040
500161 | RADIATOR & FAN-COIL VALVES | SINGLE PIPE VALVES | AVM 1324 CONTROSONDA X MONOT. | GE | SINGLE PIPE VALVES ACCESSORIES | 0.606 | 0.00242 | 200 | 0 | 200 | 39259080 | 500161 00200 | 500161 00200
500584 | RADIATOR & FAN-COIL VALVES | SINGLE PIPE VALVES | AVM 1325 PROL.SONDA MON. DN15 | GE | SINGLE PIPE VALVES ACCESSORIES | 2.433 | 0.02427 | 1 | 0 | 1 | 74122000 | 500584 00001 | 500584 00001
500585 | RADIATOR & FAN-COIL VALVES | SINGLE PIPE VALVES | AVM 1325 PROL.SONDA MON. DN25 | GE | SINGLE PIPE VALVES ACCESSORIES | 2.492 | 0.0267 | 1 | 0 | 1 | 74122000 | 500585 00001 | 500585 00001
501301 | RADIATOR & FAN-COIL VALVES | SINGLE PIPE VALVES | AVM 1321 SONDA X MONOTUBO DN15 | GE | SINGLE PIPE VALVES ACCESSORIES | 0.606 | 0.00482 | 50 | 8 | 400 | 39259080 | 501301 00050 | 501301 00400
501302 | RADIATOR & FAN-COIL VALVES | SINGLE PIPE VALVES | AVM 1321 SONDA X MONOTUBO DN20 | GE | SINGLE PIPE VALVES ACCESSORIES | 0.854 | 0.006 | 50 | 8 | 400 | 39259080 | 501302 00050 | 501302 00400
501622 | RADIATOR & FAN-COIL VALVES | SINGLE PIPE VALVES | AVM 1327 CONTROS.VALV.MONOT.HE | GE | SINGLE PIPE VALVES ACCESSORIES | 0.44 | 0 | 50 | 8 | 400 | 0 | 501622 00050 | 501622 00400
506058 | RADIATOR & FAN-COIL VALVES | SINGLE PIPE VALVES | AVM 1326 BOC. X MONOTUBO DN15 | GE | SINGLE PIPE VALVES ACCESSORIES | 5.37 | 0.089 | 25 | 8 | 200 | 74122000 | 506058 00025 | 506058 00200
506059 | RADIATOR & FAN-COIL VALVES | SINGLE PIPE VALVES | AVM 1326 BOC. X MONOTUBO DN20 | GE | SINGLE PIPE VALVES ACCESSORIES | 5.37 | 0.0845 | 20 | 4 | 80 | 74122000 | 506059 00020 | 506059 00080
506098 | RADIATOR & FAN-COIL VALVES | FAN-COIL VALVES | VFC 03 VALV. X FAN-COIL G3/4" | BL | FAN-COILS VALVES | 26.49 | 0.3 | 5 | 8 | 40 | 74122000 | 506098 00005 | 506098 00040
506356 | RADIATOR & FAN-COIL VALVES | FAN-COIL VALVES | VFC 01 V.FANC. 2 V. 1/2 KV 2.1 | BL | FAN-COILS VALVES | 19.87 | 0.173 | 10 | 8 | 80 | 74122000 | 506356 00010 | 506356 00080
520149 | RADIATOR & FAN-COIL VALVES | FAN-COIL VALVES | PICV FCK 3/4" F-M | BL | FAN-COILS VALVES | 71.64 | 0 | 5 | 8 | 40 | 84818059 | 520149 00005 | 520149 00040
570200 | RADIATOR & FAN-COIL VALVES | FAN-COIL VALVES | VFC 01 VAL.FANC.2V 1/2 KV 0.25 | BL | FAN-COILS VALVES | 19.87 | 0.176 | 10 | 8 | 80 | 74122000 | 570200 00010 | 570200 00080
570201 | RADIATOR & FAN-COIL VALVES | FAN-COIL VALVES | VFC 01 VALV.FANC.2V1/2 KV 0.40 | BL | FAN-COILS VALVES | 19.87 | 0.175 | 10 | 8 | 80 | 74122000 | 570201 00010 | 570201 00080
570202 | RADIATOR & FAN-COIL VALVES | FAN-COIL VALVES | VFC 01 VALV.FANC.2V1/2 KV 0.63 | BL | FAN-COILS VALVES | 19.87 | 0.176 | 10 | 8 | 80 | 74122000 | 570202 00010 | 570202 00080
570203 | RADIATOR & FAN-COIL VALVES | FAN-COIL VALVES | VFC 01 VALV.FANC.2V1/2 KV 1.00 | BL | FAN-COILS VALVES | 19.87 | 0.176 | 10 | 8 | 80 | 74122000 | 570203 00010 | 570203 00080
570204 | RADIATOR & FAN-COIL VALVES | FAN-COIL VALVES | VFC 01 VALV.FANC.2V1/2 KV 1.60 | BL | FAN-COILS VALVES | 19.87 | 0.175 | 10 | 8 | 80 | 74122000 | 570204 00010 | 570204 00080
570205 | RADIATOR & FAN-COIL VALVES | FAN-COIL VALVES | VFC 03 V.FANC.4VIE 1/2 KV 0.25 | BL | FAN-COILS VALVES | 26.97 | 0.26 | 10 | 8 | 80 | 74122000 | 570205 00010 | 570205 00080
570206 | RADIATOR & FAN-COIL VALVES | FAN-COIL VALVES | VFC 03 V.FANC. 4V 1/2 KV 0.40 | BL | FAN-COILS VALVES | 26.97 | 0.258 | 10 | 8 | 80 | 74122000 | 570206 00010 | 570206 00080
570207 | RADIATOR & FAN-COIL VALVES | FAN-COIL VALVES | VFC 03 V.FANC. 4V 1/2 KV 0.63 | BL | FAN-COILS VALVES | 26.97 | 0.258 | 10 | 8 | 80 | 74122000 | 570207 00010 | 570207 00080
570208 | RADIATOR & FAN-COIL VALVES | FAN-COIL VALVES | VFC 03 V.FANC. 4V 1/2 KV 1.00 | BL | FAN-COILS VALVES | 26.97 | 0.252 | 10 | 8 | 80 | 74122000 | 570208 00010 | 570208 00080
570209 | RADIATOR & FAN-COIL VALVES | FAN-COIL VALVES | VFC 03 V.FANC.4V 1/2 KV 1.60 | BL | FAN-COILS VALVES | 26.97 | 0.252 | 10 | 8 | 80 | 74122000 | 570209 00010 | 570209 00080
570210 | RADIATOR & FAN-COIL VALVES | FAN-COIL VALVES | VFC 01 V.FANC.2 V 3/4 KV 0.25 | BL | FAN-COILS VALVES | 22.16 | 0.188 | 10 | 8 | 80 | 74122000 | 570210 00010 | 570210 00080
570211 | RADIATOR & FAN-COIL VALVES | FAN-COIL VALVES | VFC 01 V.FANC.2V 3/4 KV 0.40 | BL | FAN-COILS VALVES | 22.16 | 0.188 | 10 | 8 | 80 | 74122000 | 570211 00010 | 570211 00080
570212 | RADIATOR & FAN-COIL VALVES | FAN-COIL VALVES | VFC 01 V.FANC.2V. 3/4 KV 0.63 | BL | FAN-COILS VALVES | 22.16 | 0.188 | 10 | 8 | 80 | 74122000 | 570212 00010 | 570212 00080
570213 | RADIATOR & FAN-COIL VALVES | FAN-COIL VALVES | VFC 01 V.FANC.2 V. 3/4 KV 1.00 | BL | FAN-COILS VALVES | 22.16 | 0.188 | 10 | 8 | 80 | 74122000 | 570213 00010 | 570213 00080
570214 | RADIATOR & FAN-COIL VALVES | FAN-COIL VALVES | VFC 01 VAL.FANC.2V 3/4 KV 1.60 | BL | FAN-COILS VALVES | 22.16 | 0.187 | 10 | 8 | 80 | 74122000 | 570214 00010 | 570214 00080
570216 | RADIATOR & FAN-COIL VALVES | FAN-COIL VALVES | VFC 02 VALV.FANC.2W 3/4 KV 4,5 | BL | FAN-COILS VALVES | 26.2 | 0.267 | 10 | 8 | 80 | 74122000 | 570216 00010 | 570216 00080
570220 | RADIATOR & FAN-COIL VALVES | FAN-COIL VALVES | VFC 02 VALV.FANC.2V 3/4 KV 2,1 | BL | FAN-COILS VALVES | 25 | 0.274 | 10 | 8 | 80 | 74122000 | 570220 00010 | 570220 00080
570221 | RADIATOR & FAN-COIL VALVES | FAN-COIL VALVES | VFC 02 V.FANC.2 V 3/4 KV 3,2 | BL | FAN-COILS VALVES | 25.94 | 0.2717 | 10 | 8 | 80 | 74122000 | 570221 00010 | 570221 00080
52014503 | RADIATOR & FAN-COIL VALVES | FAN-COIL VALVES | FCK PICV 1/2 F D.3 | BL | FAN-COILS VALVES | 236.52 | 0 | 1 | 0 | 1 | 84818059 | 52014503 00001 | 52014503 00001
52014504 | RADIATOR & FAN-COIL VALVES | FAN-COIL VALVES | FCK PICV 1/2 F D.4 | BL | FAN-COILS VALVES | 236.52 | 0 | 1 | 0 | 1 | 84818059 | 52014504 00001 | 52014504 00001
52014506 | RADIATOR & FAN-COIL VALVES | FAN-COIL VALVES | FCK PICV 1/2 F D.6 | BL | FAN-COILS VALVES | 236.52 | 1.839 | 1 | 0 | 1 | 84818059 | 52014506 00001 | 52014506 00001
52014508 | RADIATOR & FAN-COIL VALVES | FAN-COIL VALVES | FCK PICV 1/2 F D.8 | BL | FAN-COILS VALVES | 236.52 | 0 | 1 | 0 | 1 | 84818059 | 52014508 00001 | 52014508 00001
52014510 | RADIATOR & FAN-COIL VALVES | FAN-COIL VALVES | FCK PICV 1/2 F D.10 | BL | FAN-COILS VALVES | 236.52 | 1.803 | 1 | 0 | 1 | 84818059 | 52014510 00001 | 52014510 00001
52014511 | RADIATOR & FAN-COIL VALVES | FAN-COIL VALVES | FCK PICV 1/2 F D.11 | BL | FAN-COILS VALVES | 236.52 | 0 | 1 | 0 | 1 | 84818059 | 52014511 00001 | 52014511 00001
52014603 | RADIATOR & FAN-COIL VALVES | FAN-COIL VALVES | FCK PICV 3/4 F D.3 | BL | FAN-COILS VALVES | 239.22 | 1.887 | 1 | 0 | 1 | 84818059 | 52014603 00001 | 52014603 00001
52014604 | RADIATOR & FAN-COIL VALVES | FAN-COIL VALVES | FCK PICV 3/4 F D.4 | BL | FAN-COILS VALVES | 239.22 | 0 | 1 | 0 | 1 | 84818059 | 52014604 00001 | 52014604 00001
52014606 | RADIATOR & FAN-COIL VALVES | FAN-COIL VALVES | FCK PICV 3/4 F D.6 | BL | FAN-COILS VALVES | 239.22 | 0 | 1 | 0 | 1 | 84818059 | 52014606 00001 | 52014606 00001
52014608 | RADIATOR & FAN-COIL VALVES | FAN-COIL VALVES | FCK PICV 3/4 F D.8 | BL | FAN-COILS VALVES | 239.22 | 0 | 1 | 0 | 1 | 84818059 | 52014608 00001 | 52014608 00001
52014610 | RADIATOR & FAN-COIL VALVES | FAN-COIL VALVES | FCK PICV 3/4 F D.10 | BL | FAN-COILS VALVES | 239.22 | 1.869 | 1 | 0 | 1 | 84818059 | 52014610 00001 | 52014610 00001
52014611 | RADIATOR & FAN-COIL VALVES | FAN-COIL VALVES | FCK PICV 3/4 F D.11 | BL | FAN-COILS VALVES | 239.22 | 0 | 1 | 0 | 1 | 84818059 | 52014611 00001 | 52014611 00001
52014703 | RADIATOR & FAN-COIL VALVES | FAN-COIL VALVES | FCK 1/2 F D.3 | BL | FAN-COILS VALVES | 167.58 | 0 | 1 | 0 | 1 | 84818059 | 52014703 00001 | 52014703 00001
52014704 | RADIATOR & FAN-COIL VALVES | FAN-COIL VALVES | FCK 1/2 F D.4 | BL | FAN-COILS VALVES | 167.58 | 0 | 1 | 0 | 1 | 84818059 | 52014704 00001 | 52014704 00001
52014706 | RADIATOR & FAN-COIL VALVES | FAN-COIL VALVES | FCK 1/2 F D.6 | BL | FAN-COILS VALVES | 167.58 | 0 | 1 | 0 | 1 | 84818059 | 52014706 00001 | 52014706 00001
52014708 | RADIATOR & FAN-COIL VALVES | FAN-COIL VALVES | FCK 1/2 F D.8 | BL | FAN-COILS VALVES | 167.58 | 0 | 1 | 0 | 1 | 84818059 | 52014708 00001 | 52014708 00001
52014710 | RADIATOR & FAN-COIL VALVES | FAN-COIL VALVES | FCK 1/2 F D.10 | BL | FAN-COILS VALVES | 167.58 | 0 | 1 | 0 | 1 | 84818059 | 52014710 00001 | 52014710 00001
52014711 | RADIATOR & FAN-COIL VALVES | FAN-COIL VALVES | FCK 1/2 F D.11 | BL | FAN-COILS VALVES | 167.58 | 0 | 1 | 0 | 1 | 84818059 | 52014711 00001 | 52014711 00001
52014803 | RADIATOR & FAN-COIL VALVES | FAN-COIL VALVES | FCK 3/4 F D.3 | BL | FAN-COILS VALVES | 170.29 | 0 | 1 | 0 | 1 | 84818059 | 52014803 00001 | 52014803 00001
52014804 | RADIATOR & FAN-COIL VALVES | FAN-COIL VALVES | FCK 3/4 F D.4 | BL | FAN-COILS VALVES | 170.29 | 0 | 1 | 0 | 1 | 84818059 | 52014804 00001 | 52014804 00001
52014806 | RADIATOR & FAN-COIL VALVES | FAN-COIL VALVES | FCK 3/4 F D.6 | BL | FAN-COILS VALVES | 170.29 | 0 | 1 | 0 | 1 | 84818059 | 52014806 00001 | 52014806 00001
52014808 | RADIATOR & FAN-COIL VALVES | FAN-COIL VALVES | FCK 3/4 F D.8 | BL | FAN-COILS VALVES | 170.29 | 0 | 1 | 0 | 1 | 84818059 | 52014808 00001 | 52014808 00001
52014810 | RADIATOR & FAN-COIL VALVES | FAN-COIL VALVES | FCK 3/4 F D.10 | BL | FAN-COILS VALVES | 170.29 | 0 | 1 | 0 | 1 | 84818059 | 52014810 00001 | 52014810 00001
52014811 | RADIATOR & FAN-COIL VALVES | FAN-COIL VALVES | FCK 3/4 F D.11 | BL | FAN-COILS VALVES | 170.29 | 0 | 1 | 0 | 1 | 84818059 | 52014811 00001 | 52014811 00001
52014503I | RADIATOR & FAN-COIL VALVES | FAN-COIL VALVES | FCK PICV 1/2 F D.3 ISO | BL | FAN-COILS VALVES | 290.58 | 0 | 1 | 0 | 1 | 84818059 | 52014503I 00001 | 52014503I 00001
52014504I | RADIATOR & FAN-COIL VALVES | FAN-COIL VALVES | FCK PICV 1/2 F D.4 ISO | BL | FAN-COILS VALVES | 290.58 | 0 | 1 | 0 | 1 | 84818059 | 52014504I 00001 | 52014504I 00001
52014506I | RADIATOR & FAN-COIL VALVES | FAN-COIL VALVES | FCK PICV 1/2 F D.6 ISO | BL | FAN-COILS VALVES | 290.58 | 0 | 1 | 0 | 1 | 84818059 | 52014506I 00001 | 52014506I 00001
52014508I | RADIATOR & FAN-COIL VALVES | FAN-COIL VALVES | FCK PICV 1/2 F D.8 ISO | BL | FAN-COILS VALVES | 290.58 | 2.05 | 1 | 0 | 1 | 84818059 | 52014508I 00001 | 52014508I 00001
52014510I | RADIATOR & FAN-COIL VALVES | FAN-COIL VALVES | FCK PICV 1/2 F D.10 ISO | BL | FAN-COILS VALVES | 290.58 | 2.05 | 1 | 0 | 1 | 84818059 | 52014510I 00001 | 52014510I 00001
52014511I | RADIATOR & FAN-COIL VALVES | FAN-COIL VALVES | FCK PICV 1/2 F D.11 ISO | BL | FAN-COILS VALVES | 290.58 | 0 | 1 | 0 | 1 | 84818059 | 52014511I 00001 | 52014511I 00001
52014603I | RADIATOR & FAN-COIL VALVES | FAN-COIL VALVES | FCK PICV 3/4 F D.3 ISO | BL | FAN-COILS VALVES | 293.28 | 0 | 1 | 0 | 1 | 84818059 | 52014603I 00001 | 52014603I 00001
52014604I | RADIATOR & FAN-COIL VALVES | FAN-COIL VALVES | FCK PICV 3/4 F D.4 ISO | BL | FAN-COILS VALVES | 293.28 | 0 | 1 | 0 | 1 | 84818059 | 52014604I 00001 | 52014604I 00001
52014606I | RADIATOR & FAN-COIL VALVES | FAN-COIL VALVES | FCK PICV 3/4 F D.6 ISO | BL | FAN-COILS VALVES | 293.28 | 2.8 | 1 | 0 | 1 | 84818059 | 52014606I 00001 | 52014606I 00001
52014608I | RADIATOR & FAN-COIL VALVES | FAN-COIL VALVES | FCK PICV 3/4 F D.8 ISO | BL | FAN-COILS VALVES | 293.28 | 0 | 1 | 0 | 1 | 84818059 | 52014608I 00001 | 52014608I 00001
52014610I | RADIATOR & FAN-COIL VALVES | FAN-COIL VALVES | FCK PICV 3/4 F D.10 ISO | BL | FAN-COILS VALVES | 293.28 | 2.2 | 1 | 0 | 1 | 84818059 | 52014610I 00001 | 52014610I 00001
52014611I | RADIATOR & FAN-COIL VALVES | FAN-COIL VALVES | FCK PICV 3/4 F D.11 ISO | BL | FAN-COILS VALVES | 293.28 | 2.122 | 1 | 0 | 1 | 84818059 | 52014611I 00001 | 52014611I 00001
500046 | RADIATOR & FAN-COIL VALVES | MANUAL HEADS | TM 3053 TESTA MANUALE | AD | MANUAL HEADS | 1.555 | 0.021 | 25 | 8 | 200 | 39269097 | 500046 00025 | 500046 00200
500047 | RADIATOR & FAN-COIL VALVES | MANUAL HEADS | TM 3052 TESTA MANUALE GHI.OTT. | AD | MANUAL HEADS | 2.718 | 0.035 | 400 | 0 | 400 | 39269097 | 500047 00400 | 500047 00400
500250 | RADIATOR & FAN-COIL VALVES | THERMOSTATIC VALVES ACCESSORIES | AT 0001 ANTIFURTO X T.TERMOST | AE | THERMOST. HEADS ACCESSORIES | 0.653 | 0.005 | 75 | 8 | 600 | 39259080 | 500250 00075 | 500250 00600
500506 | RADIATOR & FAN-COIL VALVES | THERMOSTATIC VALVES ACCESSORIES | AT 0001E ANTT.EQUICALOR | AE | THERMOST. HEADS ACCESSORIES | 1.519 | 0.0007 | 30 | 8 | 240 | 39259080 | 500506 00030 | 500506 00240
500530 | RADIATOR & FAN-COIL VALVES | THERMOSTATIC VALVES ACCESSORIES | AGE 13 POZZETTO PORTASONDA | AE | THERMOST. HEADS ACCESSORIES | 11.82 | 0.075 | 25 | 8 | 200 | 74122000 | 500530 00025 | 500530 00200
502820 | RADIATOR & FAN-COIL VALVES | THERMOSTATIC VALVES ACCESSORIES | AT 0003 ANTIFURTO X T 4000 | AE | THERMOST. HEADS ACCESSORIES | 8.09 | 0.024 | 15 | 8 | 120 | 84818031 | 502820 00015 | 502820 00120
502830 | RADIATOR & FAN-COIL VALVES | THERMOSTATIC VALVES ACCESSORIES | AT 0002 COPRI GHIERA X T 4000 | AE | THERMOST. HEADS ACCESSORIES | 0.89 | 0.007 | 1 | 0 | 1 | 39259080 | 502830 00001 | 502830 00001
509200 | RADIATOR & FAN-COIL VALVES | THERMOSTATIC VALVES ACCESSORIES | AGE 12 PIASTR.FISS.SONDA+MOLLE | AE | THERMOST. HEADS ACCESSORIES | 5.91 | 0.032 | 25 | 8 | 200 | 74122000 | 509200 00025 | 509200 00200
500530U | RADIATOR & FAN-COIL VALVES | THERMOSTATIC VALVES ACCESSORIES | AGE 13 POZZETTO PORTASONDA U | AE | THERMOST. HEADS ACCESSORIES | 12.62 | 0.075 | 25 | 8 | 200 | 74122000 | 500530U 00025 | 500530U 00200
500543 | RADIATOR & FAN-COIL VALVES | THERMOSTATIC VALVES ACCESSORIES | VTT 02 VITONE TERM. 2000 | BG | THERMOSTATIC VALVES ACCESSORIES | 5.54 | 0.049 | 100 | 4 | 400 | 74122000 | 500543 00100 | 500543 00400
500544 | RADIATOR & FAN-COIL VALVES | THERMOSTATIC VALVES ACCESSORIES | VTT 03N VITONE TERM. DRN 2000 | BG | THERMOSTATIC VALVES ACCESSORIES | 6.49 | 0.046 | 50 | 8 | 400 | 74122000 | 500544 00050 | 500544 00400
553003 | RADIATOR & FAN-COIL VALVES | THERMOSTATIC VALVES ACCESSORIES | AVT 02 GHIERA X VIT.TERM. 2000 | BG | THERMOSTATIC VALVES ACCESSORIES | 1.484 | 0.008 | 200 | 8 | 1600 | 74122000 | 553003 00200 | 553003 01600
500056 | RADIATOR & FAN-COIL VALVES | THERMOSTATIC VALVES ACCESSORIES | AGE 05 TAPPO C/GUARN X DET. | HA | GENERAL ACCESSORIES | 0.878 | 0.0095 | 200 | 8 | 1600 | 74122000 | 500056 00200 | 500056 01600
500069 | RADIATOR & FAN-COIL VALVES | THERMOSTATIC VALVES ACCESSORIES | AGE 10 RAC.L 2X1/2M COLLEG.RAD | HA | GENERAL ACCESSORIES | 6.69 | 0.076 | 30 | 8 | 240 | 74122000 | 500069 00030 | 500069 00240
500106 | RADIATOR & FAN-COIL VALVES | THERMOSTATIC VALVES ACCESSORIES | AGE 01CN BOC.TEN.MORB.3/8X3/4F | HA | GENERAL ACCESSORIES | 3.501 | 0.064 | 50 | 8 | 400 | 74122000 | 500106 00050 | 500106 00400
500109 | RADIATOR & FAN-COIL VALVES | THERMOSTATIC VALVES ACCESSORIES | AGE 06 MOSTR. DOP. INT.50 D.15 | HA | GENERAL ACCESSORIES | 1.139 | 0.018 | 500 | 0 | 500 | 39259080 | 500109 00500 | 500109 00500
500110 | RADIATOR & FAN-COIL VALVES | THERMOSTATIC VALVES ACCESSORIES | AGE 07 MOSTRINA SINGOLA D.15 | HA | GENERAL ACCESSORIES | 1.092 | 0.008 | 1100 | 0 | 1100 | 39259080 | 500110 01100 | 500110 01100
500201 | RADIATOR & FAN-COIL VALVES | THERMOSTATIC VALVES ACCESSORIES | AGE 11 ADATTATORE EK X TEN.PIA | HA | GENERAL ACCESSORIES | 1.376 | 0.0103 | 150 | 4 | 600 | 74122000 | 500201 00150 | 500201 00600
501201 | RADIATOR & FAN-COIL VALVES | THERMOSTATIC VALVES ACCESSORIES | AGE 04 BOCCH.AD ANGOLO C/DADO | HA | GENERAL ACCESSORIES | 7.14 | 0.132 | 30 | 4 | 120 | 74122000 | 501201 00030 | 501201 00120
501219 | RADIATOR & FAN-COIL VALVES | THERMOSTATIC VALVES ACCESSORIES | AGE 01N BOCC.TENUTA MORB.1"1/4 | HA | GENERAL ACCESSORIES | 18.69 | 0.262 | 10 | 8 | 80 | 74122000 | 501219 00010 | 501219 00080
501278 | RADIATOR & FAN-COIL VALVES | THERMOSTATIC VALVES ACCESSORIES | AGE 09 PROTEZIONE VIT.TERMST. | HA | GENERAL ACCESSORIES | 0.463 | 0.007 | 50 | 8 | 400 | 39259080 | 501278 00050 | 501278 00400
501279 | RADIATOR & FAN-COIL VALVES | THERMOSTATIC VALVES ACCESSORIES | AGE 01CN BOC.TENUTA MORB.1/2 | HA | GENERAL ACCESSORIES | 3.501 | 0.0577 | 50 | 8 | 400 | 74122000 | 501279 00050 | 501279 00400
501308 | RADIATOR & FAN-COIL VALVES | THERMOSTATIC VALVES ACCESSORIES | AGE 06 MOSTR. DOP. INT.38 D.15 | HA | GENERAL ACCESSORIES | 0.867 | 0.00982 | 400 | 0 | 400 | 39259080 | 501308 00400 | 501308 00400
501424 | RADIATOR & FAN-COIL VALVES | THERMOSTATIC VALVES ACCESSORIES | AGE 14 PROLUNGA X V. EK 13.5MM | HA | GENERAL ACCESSORIES | 5.09 | 0.0514 | 40 | 8 | 320 | 74122000 | 501424 00040 | 501424 00320
501425 | RADIATOR & FAN-COIL VALVES | THERMOSTATIC VALVES ACCESSORIES | AGE 15 RAC.SFE.ALLUNGABILE 1/2 | HA | GENERAL ACCESSORIES | 13.76 | 0.096 | 50 | 4 | 200 | 74122000 | 501425 00050 | 501425 00200
501964 | RADIATOR & FAN-COIL VALVES | THERMOSTATIC VALVES ACCESSORIES | AGE 14 PROLUNGA X V. EK 18.5MM | HA | GENERAL ACCESSORIES | 5.51 | 0.063 | 40 | 8 | 320 | 74122000 | 501964 00040 | 501964 00320
501965 | RADIATOR & FAN-COIL VALVES | THERMOSTATIC VALVES ACCESSORIES | AGE 14 PROLUNGA X V. EK 23.5MM | HA | GENERAL ACCESSORIES | 6.06 | 0.077 | 40 | 8 | 320 | 74122000 | 501965 00040 | 501965 00320
506074 | RADIATOR & FAN-COIL VALVES | THERMOSTATIC VALVES ACCESSORIES | AGE 01N BOC.TENUTA MORB. 3/8 | HA | GENERAL ACCESSORIES | 4.058 | 0.055 | 75 | 4 | 300 | 74122000 | 506074 00075 | 506074 00300
506076 | RADIATOR & FAN-COIL VALVES | THERMOSTATIC VALVES ACCESSORIES | AGE 16 KIT DADO 3/4 + SFE. 3/8 | HA | GENERAL ACCESSORIES | 3.417 | 0.037 | 75 | 8 | 600 | 74122000 | 506076 00075 | 506076 00600
506201 | RADIATOR & FAN-COIL VALVES | THERMOSTATIC VALVES ACCESSORIES | AGE 16 KIT DADO + SFERICO 3/8 | HA | GENERAL ACCESSORIES | 3.277 | 0.0479 | 75 | 4 | 300 | 74122000 | 506201 00075 | 506201 00300
506202 | RADIATOR & FAN-COIL VALVES | THERMOSTATIC VALVES ACCESSORIES | AGE 16 KIT DADO + SFERICO 1/2 | HA | GENERAL ACCESSORIES | 3.334 | 0.063 | 75 | 4 | 300 | 74122000 | 506202 00075 | 506202 00300
506203 | RADIATOR & FAN-COIL VALVES | THERMOSTATIC VALVES ACCESSORIES | AGE 16 KIT DADO + SFERICO 3/4 | HA | GENERAL ACCESSORIES | 6.64 | 0.1035 | 35 | 4 | 140 | 74122000 | 506203 00035 | 506203 00140
510197 | RADIATOR & FAN-COIL VALVES | THERMOSTATIC VALVES ACCESSORIES | AGE 15 RAC.SF.ALLUNGABILE R3/8 | HA | GENERAL ACCESSORIES | 14.28 | 0.09 | 50 | 4 | 200 | 74122000 | 510197 00050 | 510197 00200
510198 | RADIATOR & FAN-COIL VALVES | THERMOSTATIC VALVES ACCESSORIES | AGE 15 RAC.SF.ALLUNGABILE R1/2 | HA | GENERAL ACCESSORIES | 13.99 | 0.09585 | 50 | 4 | 200 | 74122000 | 510198 00050 | 510198 00200
550015 | RADIATOR & FAN-COIL VALVES | THERMOSTATIC VALVES ACCESSORIES | ADI 01 TUBO CROM.DIAM.15 1MT | HA | GENERAL ACCESSORIES | 12.61 | 0.275 | 80 | 0 | 80 | 73043120 | 550015 00080 | 550015 00080
500605N | RADIATOR & FAN-COIL VALVES | THERMOSTATIC VALVES ACCESSORIES | AGE 01N BOC. TENUTA MORB. 1/2 | HA | GENERAL ACCESSORIES | 3.678 | 0.072 | 50 | 4 | 200 | 74122000 | 500605N 00050 | 500605N 00200
500674M | RADIATOR & FAN-COIL VALVES | THERMOSTATIC VALVES ACCESSORIES | AC 625M SFIATO MAN.C/POM. 1/2 | HA | GENERAL ACCESSORIES | 2.938 | 0.044 | 100 | 4 | 400 | 84818039 | 500674M 00100 | 500674M 00400
500675M | RADIATOR & FAN-COIL VALVES | THERMOSTATIC VALVES ACCESSORIES | AC 625M VAL.SFIATO X COL. 3/8 | HA | GENERAL ACCESSORIES | 2.204 | 0.022 | 100 | 4 | 400 | 84818039 | 500675M 00100 | 500675M 00400
500954M | RADIATOR & FAN-COIL VALVES | THERMOSTATIC VALVES ACCESSORIES | AC 625M VAL.SFIATO X COL. 1/4 | HA | GENERAL ACCESSORIES | 2.112 | 0.022 | 100 | 4 | 400 | 84818039 | 500954M 00100 | 500954M 00400
501214N | RADIATOR & FAN-COIL VALVES | THERMOSTATIC VALVES ACCESSORIES | AGE 01N BOC.TENUTA MORB. 1" | HA | GENERAL ACCESSORIES | 8.36 | 0.16 | 20 | 4 | 80 | 74122000 | 501214N 00020 | 501214N 00080
501215N | RADIATOR & FAN-COIL VALVES | THERMOSTATIC VALVES ACCESSORIES | AGE 01N BOC.TENUTA MORB. 3/4 | HA | GENERAL ACCESSORIES | 6.77 | 0.108 | 35 | 4 | 140 | 74122000 | 501215N 00035 | 501215N 00140
501278D | RADIATOR & FAN-COIL VALVES | THERMOSTATIC VALVES ACCESSORIES | AGE 09D PROTEZ. VIT. DETENTORE | HA | GENERAL ACCESSORIES | 0.463 | 0.007 | 50 | 0 | 50 | 39259080 | 501278D 00050 | 501278D 00050
501278DRN | RADIATOR & FAN-COIL VALVES | THERMOSTATIC VALVES ACCESSORIES | AGE 09N PROT. VIT.TERMST. DRN | HA | GENERAL ACCESSORIES | 0.463 | 0.007 | 50 | 8 | 400 | 39259080 | 501278DRN 00050 | 501278DRN 00400
501278NH | RADIATOR & FAN-COIL VALVES | THERMOSTATIC VALVES ACCESSORIES | AGE 09NH PROT.VIT.TERMST.HARM. | HA | GENERAL ACCESSORIES | 0.463 | 0 | 50 | 8 | 400 | 39259080 | 501278NH 00050 | 501278NH 00400
506032N | RADIATOR & FAN-COIL VALVES | THERMOSTATIC VALVES ACCESSORIES | AGE 01DN BOC.TENUTA MORB.1"X1" | HA | GENERAL ACCESSORIES | 7.35 | 0.123 | 20 | 8 | 160 | 74122000 | 506032N 00020 | 506032N 00160
506060N | RADIATOR & FAN-COIL VALVES | THERMOSTATIC VALVES ACCESSORIES | AGE 01DN BOC.TENUTA PIAT.1"X1" | HA | GENERAL ACCESSORIES | 7.77 | 0.118 | 20 | 8 | 160 | 74122000 | 506060N 00020 | 506060N 00160
506251DX | RADIATOR & FAN-COIL VALVES | THERMOSTATIC VALVES ACCESSORIES | AC 651 V. SFIATO AUTO 1" DX | HA | GENERAL ACCESSORIES | 9.38 | 0.137 | 20 | 8 | 160 | 74122000 | 506251DX 00020 | 506251DX 00160
506251SX | RADIATOR & FAN-COIL VALVES | THERMOSTATIC VALVES ACCESSORIES | AC 651 V. SFIATO AUTO 1" SX | HA | GENERAL ACCESSORIES | 9.38 | 0.137 | 20 | 8 | 160 | 74122000 | 506251SX 00020 | 506251SX 00160
506252DX | RADIATOR & FAN-COIL VALVES | THERMOSTATIC VALVES ACCESSORIES | AC 651 V. SFIATO AUTO 1"1/4 DX | HA | GENERAL ACCESSORIES | 12.11 | 0.137 | 120 | 1 | 120 | 74122000 | 506252DX 00120 | 506252DX 00120
506252SX | RADIATOR & FAN-COIL VALVES | THERMOSTATIC VALVES ACCESSORIES | AC 651 V. SFIATO AUTO 1"1/4 SX | HA | GENERAL ACCESSORIES | 12.11 | 0.137 | 120 | 1 | 120 | 74122000 | 506252SX 00120 | 506252SX 00120
ALPEX-16R1 | PIPES AND FITTINGS | MULTILAYER PIPE | ALPEX DUO XS 16/2 ROTOLI 100M | HB | FRANKISCHE MULTILAYER PIPE | 2.45 | 0.104 | 100 | 0 | 100 | 39173900 | ALPEX-16R1 00100 | ALPEX-16R1 00100
ALPEX-16R3 | PIPES AND FITTINGS | MULTILAYER PIPE | ALPEX DUO XS 16/2 ROT.301,5M | HB | FRANKISCHE MULTILAYER PIPE | 2.45 | 0.104 | 301.5 | 0 | 301.5 | 39173900 | ALPEX-16R3 301,5 | ALPEX-16R3 301,5
ALPEX-18R1 | PIPES AND FITTINGS | MULTILAYER PIPE | ALPEX DUO XS 18/2 ROTOLI 100M | HB | FRANKISCHE MULTILAYER PIPE | 3.305 | 0.1239 | 100 | 0 | 100 | 39173900 | ALPEX-18R1 00100 | ALPEX-18R1 00100
ALPEX-18R3 | PIPES AND FITTINGS | MULTILAYER PIPE | ALPEX DUO XS 18/2 ROT.301,5 M | HB | FRANKISCHE MULTILAYER PIPE | 3.76 | 0.1239 | 301.5 | 0 | 301.5 | 39173900 | ALPEX-18R3 301,5 | ALPEX-18R3 301,5
ALPEX-20R1 | PIPES AND FITTINGS | MULTILAYER PIPE | ALPEX DUO XS 20/2 ROTOLI 100M | HB | FRANKISCHE MULTILAYER PIPE | 3.885 | 0.152 | 100 | 0 | 100 | 39173900 | ALPEX-20R1 00100 | ALPEX-20R1 00100
ALPEX-26R | PIPES AND FITTINGS | MULTILAYER PIPE | ALPEX DUO XS 26/3 ROTOLI 50M | HB | FRANKISCHE MULTILAYER PIPE | 8.131 | 0.28838 | 50 | 0 | 50 | 39173900 | ALPEX-26R 00050 | ALPEX-26R 00050
ALPEX-32R | PIPES AND FITTINGS | MULTILAYER PIPE | ALPEX DUO XS 32/3 ROTOLI 50M | HB | FRANKISCHE MULTILAYER PIPE | 12.132 | 0.366 | 50 | 0 | 50 | 39173900 | ALPEX-32R 00050 | ALPEX-32R 00050
I-APERT16B4 | PIPES AND FITTINGS | MULTILAYER PIPE | I-APERT 16/2 BARRE 4M | HC | TUBO PERT-AL-PERT IVAR | 1.847 | 0 | 92 | 0 | 92 | 39173900 | I-APERT16B4 00092 | I-APERT16B4 00092
I-APERT16CRB5 | PIPES AND FITTINGS | MULTILAYER PIPE | I-APERT 16/2 COR.BLUE ROLL 50M | HC | TUBO PERT-AL-PERT IVAR | 2.551 | 0.16 | 50 | 0 | 50 | 39173900 | I-APERT16CRB500050 | I-APERT16CRB500050
I-APERT16CRR5 | PIPES AND FITTINGS | MULTILAYER PIPE | I-APERT 16/2 COR.RED ROLL 50M | HC | TUBO PERT-AL-PERT IVAR | 2.551 | 0.16 | 50 | 0 | 50 | 39173900 | I-APERT16CRR500050 | I-APERT16CRR500050
I-APERT16R100 | PIPES AND FITTINGS | MULTILAYER PIPE | I-APERT 16/2 ROLL 100M | HC | TUBO PERT-AL-PERT IVAR | 1.631 | 0.108 | 100 | 0 | 100 | 39173900 | I-APERT16R10000100 | I-APERT16R10000100
I-APERT16R200 | PIPES AND FITTINGS | MULTILAYER PIPE | I-APERT 16/2 ROLL 200M | HC | TUBO PERT-AL-PERT IVAR | 1.631 | 0 | 200 | 0 | 200 | 39173900 | I-APERT16R20000200 | I-APERT16R20000200
I-APERT16R400 | PIPES AND FITTINGS | MULTILAYER PIPE | I-APERT 16/2 ROLL 400M | HC | TUBO PERT-AL-PERT IVAR | 1.631 | 0.108 | 400 | 0 | 400 | 39173900 | I-APERT16R40000400 | I-APERT16R40000400
I-APERT16RCB5 | PIPES AND FITTINGS | MULTILAYER PIPE | I-APERT 16/2 INS.BLUE ROLL 50M | HC | TUBO PERT-AL-PERT IVAR | 2.656 | 0.136 | 50 | 0 | 50 | 39173900 | I-APERT16RCB500050 | I-APERT16RCB500050
I-APERT16RCF5 | PIPES AND FITTINGS | MULTILAYER PIPE | I-APERT 16/2 INS.WHITE ROLL 50 | HC | TUBO PERT-AL-PERT IVAR | 4.636 | 0 | 50 | 0 | 50 | 39173900 | I-APERT16RCF500050 | I-APERT16RCF500050
I-APERT16RCR5 | PIPES AND FITTINGS | MULTILAYER PIPE | I-APERT 16/2 INS.RED ROLL 50M | HC | TUBO PERT-AL-PERT IVAR | 2.656 | 0.136 | 50 | 0 | 50 | 39173900 | I-APERT16RCR500050 | I-APERT16RCR500050
I-APERT20B4 | PIPES AND FITTINGS | MULTILAYER PIPE | I-APERT 20/2 BARRE 4M | HC | TUBO PERT-AL-PERT IVAR | 2.777 | 0 | 56 | 0 | 56 | 39173900 | I-APERT20B4 00056 | I-APERT20B4 00056
I-APERT20CRB5 | PIPES AND FITTINGS | MULTILAYER PIPE | I-APERT 20/2 COR.BLUE ROLL 50M | HC | TUBO PERT-AL-PERT IVAR | 3.764 | 0 | 50 | 0 | 50 | 39173900 | I-APERT20CRB500050 | I-APERT20CRB500050
I-APERT20CRR5 | PIPES AND FITTINGS | MULTILAYER PIPE | I-APERT 20/2 COR.RED ROLL 50M | HC | TUBO PERT-AL-PERT IVAR | 3.764 | 0 | 50 | 0 | 50 | 39173900 | I-APERT20CRR500050 | I-APERT20CRR500050
I-APERT20R100 | PIPES AND FITTINGS | MULTILAYER PIPE | I-APERT 20/2 ROLL 100M | HC | TUBO PERT-AL-PERT IVAR | 2.456 | 0.134 | 100 | 0 | 100 | 39173900 | I-APERT20R10000100 | I-APERT20R10000100
I-APERT20RCB5 | PIPES AND FITTINGS | MULTILAYER PIPE | I-APERT 20/2 INS.BLUE ROLL 50M | HC | TUBO PERT-AL-PERT IVAR | 3.728 | 0 | 50 | 0 | 50 | 39173900 | I-APERT20RCB500050 | I-APERT20RCB500050
I-APERT20RCF5 | PIPES AND FITTINGS | MULTILAYER PIPE | I-APERT 20/2 INS.WHITE ROLL 50 | HC | TUBO PERT-AL-PERT IVAR | 5.783 | 0 | 50 | 0 | 50 | 39173900 | I-APERT20RCF500050 | I-APERT20RCF500050
I-APERT20RCR5 | PIPES AND FITTINGS | MULTILAYER PIPE | I-APERT 20/2 INS.RED ROLL 50M | HC | TUBO PERT-AL-PERT IVAR | 3.728 | 0 | 50 | 0 | 50 | 39173900 | I-APERT20RCR500050 | I-APERT20RCR500050
I-APERT26B4 | PIPES AND FITTINGS | MULTILAYER PIPE | I-APERT 26/3 BARRE 4M | HC | TUBO PERT-AL-PERT IVAR | 4.866 | 0 | 80 | 0 | 80 | 39173900 | I-APERT26B4 00080 | I-APERT26B4 00080
I-APERT26CRB5 | PIPES AND FITTINGS | MULTILAYER PIPE | I-APERT 26/3 COR.BLUE ROLL 50M | HC | TUBO PERT-AL-PERT IVAR | 6.136 | 0 | 50 | 0 | 50 | 39173900 | I-APERT26CRB500050 | I-APERT26CRB500050
I-APERT26CRR5 | PIPES AND FITTINGS | MULTILAYER PIPE | I-APERT 26/3 COR. RED ROLL 50M | HC | TUBO PERT-AL-PERT IVAR | 6.136 | 0 | 50 | 0 | 50 | 39173900 | I-APERT26CRR500050 | I-APERT26CRR500050
I-APERT26R50 | PIPES AND FITTINGS | MULTILAYER PIPE | I-APERT 26/3 ROLL 50M | HC | TUBO PERT-AL-PERT IVAR | 4.315 | 0 | 50 | 0 | 50 | 39173900 | I-APERT26R50 00050 | I-APERT26R50 00050
I-APERT26RCB5 | PIPES AND FITTINGS | MULTILAYER PIPE | I-APERT 26/3 INS.BLUE ROLL 50M | HC | TUBO PERT-AL-PERT IVAR | 6.426 | 0 | 50 | 0 | 50 | 39173900 | I-APERT26RCB500050 | I-APERT26RCB500050
I-APERT26RCF5 | PIPES AND FITTINGS | MULTILAYER PIPE | I-APERT 26/3 INS.WHITE ROLL 50 | HC | TUBO PERT-AL-PERT IVAR | 8.917 | 0 | 50 | 0 | 50 | 39173900 | I-APERT26RCF500050 | I-APERT26RCF500050
I-APERT26RCR5 | PIPES AND FITTINGS | MULTILAYER PIPE | I-APERT 26/3 INS. RED ROLL 50M | HC | TUBO PERT-AL-PERT IVAR | 6.426 | 0 | 50 | 0 | 50 | 39173900 | I-APERT26RCR500050 | I-APERT26RCR500050
I-APERT32B4 | PIPES AND FITTINGS | MULTILAYER PIPE | I-APERT 32/3 BARRE 4M | HC | TUBO PERT-AL-PERT IVAR | 6.937 | 0 | 40 | 0 | 40 | 39173900 | I-APERT32B4 00040 | I-APERT32B4 00040
I-APERT32CRB2 | PIPES AND FITTINGS | MULTILAYER PIPE | I-APERT 32/3 COR. BLUE ROLL25M | HC | TUBO PERT-AL-PERT IVAR | 8.821 | 0 | 25 | 0 | 25 | 39173900 | I-APERT32CRB200025 | I-APERT32CRB200025
I-APERT32CRR2 | PIPES AND FITTINGS | MULTILAYER PIPE | I-APERT 32/3 COR. RED ROLL 25M | HC | TUBO PERT-AL-PERT IVAR | 8.821 | 0 | 25 | 0 | 25 | 39173900 | I-APERT32CRR200025 | I-APERT32CRR200025
I-APERT32R50 | PIPES AND FITTINGS | MULTILAYER PIPE | I-APERT 32/3 ROLL 50M | HC | TUBO PERT-AL-PERT IVAR | 6.151 | 0 | 50 | 0 | 50 | 39173900 | I-APERT32R50 00050 | I-APERT32R50 00050
I-APERT32RCB2 | PIPES AND FITTINGS | MULTILAYER PIPE | I-APERT 32/3 INS.BLUE ROLL 25M | HC | TUBO PERT-AL-PERT IVAR | 9.731 | 0 | 25 | 0 | 25 | 39173900 | I-APERT32RCB200025 | I-APERT32RCB200025
I-APERT32RCF2 | PIPES AND FITTINGS | MULTILAYER PIPE | I-APERT 32/3 INS.WHITE ROLL 25 | HC | TUBO PERT-AL-PERT IVAR | 11.937 | 0 | 25 | 0 | 25 | 39173900 | I-APERT32RCF200025 | I-APERT32RCF200025
I-APERT32RCR2 | PIPES AND FITTINGS | MULTILAYER PIPE | I-APERT 32/3 INS. RED ROLL 25M | HC | TUBO PERT-AL-PERT IVAR | 9.731 | 0 | 25 | 0 | 25 | 39173900 | I-APERT32RCR200025 | I-APERT32RCR200025
ALPEX-16RCB | PIPES AND FITTINGS | MULTILAYER PIPE | ALPEX DUO 16/2 COIBEN. BLU 50M | HE | FRANKISCHE INSULATED MULTILAYER PIPE | 3.187 | 0.129 | 50 | 0 | 50 | 39173900 | ALPEX-16RCB 00050 | ALPEX-16RCB 00050
ALPEX-16RCFG | PIPES AND FITTINGS | MULTILAYER PIPE | ALPEX DUO XS 16/2 50M | HE | FRANKISCHE INSULATED MULTILAYER PIPE | 7.279 | 0.13 | 50 | 0 | 50 | 39173900 | ALPEX-16RCFG 00050 | ALPEX-16RCFG 00050
ALPEX-16RCR | PIPES AND FITTINGS | MULTILAYER PIPE | ALPEX DUO 16/2 COIBE.ROSSO 50M | HE | FRANKISCHE INSULATED MULTILAYER PIPE | 3.187 | 0.129 | 50 | 0 | 50 | 39173900 | ALPEX-16RCR 00050 | ALPEX-16RCR 00050
ALPEX-18RCB | PIPES AND FITTINGS | MULTILAYER PIPE | ALPEX DUO 18/2 COIBEN. BLU 50M | HE | FRANKISCHE INSULATED MULTILAYER PIPE | 4.744 | 0.154 | 50 | 0 | 50 | 39173900 | ALPEX-18RCB 00050 | ALPEX-18RCB 00050
ALPEX-18RCR | PIPES AND FITTINGS | MULTILAYER PIPE | ALPEX DUO 18/2 COIBE.ROSSO 50M | HE | FRANKISCHE INSULATED MULTILAYER PIPE | 4.744 | 0.154 | 50 | 0 | 50 | 39173900 | ALPEX-18RCR 00050 | ALPEX-18RCR 00050
ALPEX-20RCB | PIPES AND FITTINGS | MULTILAYER PIPE | ALPEX DUO 20/2 COIBEN. BLU 50M | HE | FRANKISCHE INSULATED MULTILAYER PIPE | 4.865 | 0.174 | 50 | 0 | 50 | 39173900 | ALPEX-20RCB 00050 | ALPEX-20RCB 00050
ALPEX-20RCFG | PIPES AND FITTINGS | MULTILAYER PIPE | ALPEX DUO XS 20/2 50M | HE | FRANKISCHE INSULATED MULTILAYER PIPE | 8.656 | 0.185 | 50 | 0 | 50 | 39173900 | ALPEX-20RCFG 00050 | ALPEX-20RCFG 00050
ALPEX-20RCR | PIPES AND FITTINGS | MULTILAYER PIPE | ALPEX DUO 20/2 COIBE.ROSSO 50M | HE | FRANKISCHE INSULATED MULTILAYER PIPE | 4.865 | 0.174 | 50 | 0 | 50 | 39173900 | ALPEX-20RCR 00050 | ALPEX-20RCR 00050
ALPEX-26RCB | PIPES AND FITTINGS | MULTILAYER PIPE | ALPEX DUO 26/3 COIBE.BLU 50M | HE | FRANKISCHE INSULATED MULTILAYER PIPE | 10.261 | 0.319 | 50 | 0 | 50 | 39173900 | ALPEX-26RCB 00050 | ALPEX-26RCB 00050
ALPEX-26RCFG | PIPES AND FITTINGS | MULTILAYER PIPE | ALPEX DUO XS 26/3 25M | HE | FRANKISCHE INSULATED MULTILAYER PIPE | 16.096 | 0.345 | 25 | 0 | 25 | 39173900 | ALPEX-26RCFG 00025 | ALPEX-26RCFG 00025
ALPEX-26RCR | PIPES AND FITTINGS | MULTILAYER PIPE | ALPEX DUO 26/3 COIB.ROSSO 50M | HE | FRANKISCHE INSULATED MULTILAYER PIPE | 10.261 | 0.319 | 50 | 0 | 50 | 39173900 | ALPEX-26RCR 00050 | ALPEX-26RCR 00050
ALPEX-32RCFG | PIPES AND FITTINGS | MULTILAYER PIPE | ALPEX DUO XS 32/3 25M | HE | FRANKISCHE INSULATED MULTILAYER PIPE | 19.246 | 0.45 | 25 | 0 | 25 | 39173900 | ALPEX-32RCFG 00025 | ALPEX-32RCFG 00025
E-APEX16B4 | PIPES AND FITTINGS | MULTILAYER PIPE | APEX 16/2 BARRE 4M | HF | PE-XB-AL-PE-XB PIPE Export | 2.048 | 0 | 92 | 0 | 92 | 39173900 | E-APEX16B4 00092 | E-APEX16B4 00092
E-APEX16CRB50 | PIPES AND FITTINGS | MULTILAYER PIPE | APEX 16/2 COR. BLUE ROLL 50M | HF | PE-XB-AL-PE-XB PIPE Export | 2.836 | 0 | 50 | 0 | 50 | 39173900 | E-APEX16CRB5000050 | E-APEX16CRB5000050
E-APEX16CRR50 | PIPES AND FITTINGS | MULTILAYER PIPE | APEX 16/2 COR. RED ROLL 50M | HF | PE-XB-AL-PE-XB PIPE Export | 2.836 | 0 | 50 | 0 | 50 | 39173900 | E-APEX16CRR5000050 | E-APEX16CRR5000050
E-APEX16R100 | PIPES AND FITTINGS | MULTILAYER PIPE | APEX 16/2 ROLL 100M | HF | PE-XB-AL-PE-XB PIPE Export | 1.848 | 0 | 100 | 0 | 100 | 39173900 | E-APEX16R100 00100 | E-APEX16R100 00100
E-APEX16R200 | PIPES AND FITTINGS | MULTILAYER PIPE | APEX 16/2 ROLL 200M | HF | PE-XB-AL-PE-XB PIPE Export | 1.848 | 0 | 200 | 0 | 200 | 39173900 | E-APEX16R200 00200 | E-APEX16R200 00200
E-APEX16R400 | PIPES AND FITTINGS | MULTILAYER PIPE | APEX 16/2 ROLL 400M | HF | PE-XB-AL-PE-XB PIPE Export | 1.848 | 0 | 400 | 0 | 400 | 39173900 | E-APEX16R400 00400 | E-APEX16R400 00400
E-APEX16RCB50 | PIPES AND FITTINGS | MULTILAYER PIPE | APEX 16/2 INS. BLUE ROLL 50M | HF | PE-XB-AL-PE-XB PIPE Export | 2.873 | 0 | 50 | 0 | 50 | 39173900 | E-APEX16RCB5000050 | E-APEX16RCB5000050
E-APEX16RCF50 | PIPES AND FITTINGS | MULTILAYER PIPE | APEX 16/2 INS.WHITE ROLL 50M | HF | PE-XB-AL-PE-XB PIPE Export | 4.875 | 0 | 50 | 0 | 50 | 39173900 | E-APEX16RCF5000050 | E-APEX16RCF5000050
E-APEX16RCR50 | PIPES AND FITTINGS | MULTILAYER PIPE | APEX 16/2 INS. RED ROLL 50M | HF | PE-XB-AL-PE-XB PIPE Export | 2.873 | 0 | 50 | 0 | 50 | 39173900 | E-APEX16RCR5000050 | E-APEX16RCR5000050
E-APEX20B4 | PIPES AND FITTINGS | MULTILAYER PIPE | APEX 20/2 BARRE 4M | HF | PE-XB-AL-PE-XB PIPE Export | 3.107 | 0 | 56 | 0 | 56 | 39173900 | E-APEX20B4 00056 | E-APEX20B4 00056
E-APEX20CRB50 | PIPES AND FITTINGS | MULTILAYER PIPE | APEX 20/2 COR. BLUE ROLL 50M | HF | PE-XB-AL-PE-XB PIPE Export | 4.067 | 0 | 50 | 0 | 50 | 39173900 | E-APEX20CRB5000050 | E-APEX20CRB5000050
E-APEX20CRR50 | PIPES AND FITTINGS | MULTILAYER PIPE | APEX 20/2 COR. RED ROLL 50M | HF | PE-XB-AL-PE-XB PIPE Export | 4.067 | 0 | 50 | 0 | 50 | 39173900 | E-APEX20CRR5000050 | E-APEX20CRR5000050
E-APEX20R100 | PIPES AND FITTINGS | MULTILAYER PIPE | APEX 20/2 ROLL 100M | HF | PE-XB-AL-PE-XB PIPE Export | 2.746 | 0 | 100 | 0 | 100 | 39173900 | E-APEX20R100 00100 | E-APEX20R100 00100
E-APEX20RCB50 | PIPES AND FITTINGS | MULTILAYER PIPE | APEX 20/2 INS. BLUE ROLL 50M | HF | PE-XB-AL-PE-XB PIPE Export | 4.018 | 0 | 50 | 0 | 50 | 39173900 | E-APEX20RCB5000050 | E-APEX20RCB5000050
E-APEX20RCF50 | PIPES AND FITTINGS | MULTILAYER PIPE | APEX 20/2 INS.WHITE ROLL 50M | HF | PE-XB-AL-PE-XB PIPE Export | 6.086 | 0 | 50 | 0 | 50 | 39173900 | E-APEX20RCF5000050 | E-APEX20RCF5000050
E-APEX20RCR50 | PIPES AND FITTINGS | MULTILAYER PIPE | APEX 20/2 INS. RED ROLL 50M | HF | PE-XB-AL-PE-XB PIPE Export | 4.018 | 0 | 50 | 0 | 50 | 39173900 | E-APEX20RCR5000050 | E-APEX20RCR5000050
E-APEX26B4 | PIPES AND FITTINGS | MULTILAYER PIPE | APEX 26/3 BARRE 4M | HF | PE-XB-AL-PE-XB PIPE Export | 5.667 | 0 | 80 | 0 | 80 | 39173900 | E-APEX26B4 00080 | E-APEX26B4 00080
E-APEX26CRB50 | PIPES AND FITTINGS | MULTILAYER PIPE | APEX 26/3 COR. BLUE ROLL 50M | HF | PE-XB-AL-PE-XB PIPE Export | 6.879 | 0 | 50 | 0 | 50 | 39173900 | E-APEX26CRB5000050 | E-APEX26CRB5000050
E-APEX26CRR50 | PIPES AND FITTINGS | MULTILAYER PIPE | APEX 26/3 COR. RED ROLL 50M | HF | PE-XB-AL-PE-XB PIPE Export | 6.879 | 0 | 50 | 0 | 50 | 39173900 | E-APEX26CRR5000050 | E-APEX26CRR5000050
E-APEX26R50 | PIPES AND FITTINGS | MULTILAYER PIPE | APEX 26/3 ROLL 50M | HF | PE-XB-AL-PE-XB PIPE Export | 5.026 | 0 | 50 | 0 | 50 | 39173900 | E-APEX26R50 00050 | E-APEX26R50 00050
E-APEX26RCB50 | PIPES AND FITTINGS | MULTILAYER PIPE | APEX 26/3 INS. BLUE ROLL 50M | HF | PE-XB-AL-PE-XB PIPE Export | 7.137 | 0 | 50 | 0 | 50 | 39173900 | E-APEX26RCB5000050 | E-APEX26RCB5000050
E-APEX26RCF50 | PIPES AND FITTINGS | MULTILAYER PIPE | APEX 26/3 INS.WHITE ROLL 50M | HF | PE-XB-AL-PE-XB PIPE Export | 9.66 | 0 | 50 | 0 | 50 | 39173900 | E-APEX26RCF5000050 | E-APEX26RCF5000050
E-APEX26RCR50 | PIPES AND FITTINGS | MULTILAYER PIPE | APEX 26/3 INS. RED ROLL 50M | HF | PE-XB-AL-PE-XB PIPE Export | 7.137 | 0 | 50 | 0 | 50 | 39173900 | E-APEX26RCR5000050 | E-APEX26RCR5000050
E-APEX32B4 | PIPES AND FITTINGS | MULTILAYER PIPE | APEX 32/3 BARRE 4M | HF | PE-XB-AL-PE-XB PIPE Export | 7.718 | 0 | 40 | 0 | 40 | 39173900 | E-APEX32B4 00040 | E-APEX32B4 00040
E-APEX32CRB25 | PIPES AND FITTINGS | MULTILAYER PIPE | APEX 32/3 COR. BLUE ROLL 25M | HF | PE-XB-AL-PE-XB PIPE Export | 9.54 | 0 | 25 | 0 | 25 | 39173900 | E-APEX32CRB2500025 | E-APEX32CRB2500025
E-APEX32CRR25 | PIPES AND FITTINGS | MULTILAYER PIPE | APEX 32/3 COR. RED ROLL 25M | HF | PE-XB-AL-PE-XB PIPE Export | 9.54 | 0 | 25 | 0 | 25 | 39173900 | E-APEX32CRR2500025 | E-APEX32CRR2500025
E-APEX32R50 | PIPES AND FITTINGS | MULTILAYER PIPE | APEX 32/3 ROLL 50M | HF | PE-XB-AL-PE-XB PIPE Export | 6.839 | 0 | 50 | 0 | 50 | 39173900 | E-APEX32R50 00050 | E-APEX32R50 00050
E-APEX32RCB25 | PIPES AND FITTINGS | MULTILAYER PIPE | APEX 32/3 INS. BLUE ROLL 25M | HF | PE-XB-AL-PE-XB PIPE Export | 10.419 | 0 | 25 | 0 | 25 | 39173900 | E-APEX32RCB2500025 | E-APEX32RCB2500025
E-APEX32RCF25 | PIPES AND FITTINGS | MULTILAYER PIPE | APEX 32/3 INS.WHITE ROLL 25M | HF | PE-XB-AL-PE-XB PIPE Export | 12.656 | 0 | 25 | 0 | 25 | 39173900 | E-APEX32RCF2500025 | E-APEX32RCF2500025
E-APEX32RCR25 | PIPES AND FITTINGS | MULTILAYER PIPE | APEX 32/3 INS. RED ROLL 25M | HF | PE-XB-AL-PE-XB PIPE Export | 10.419 | 0 | 25 | 0 | 25 | 39173900 | E-APEX32RCR2500025 | E-APEX32RCR2500025
ALPEX-16B | PIPES AND FITTINGS | MULTILAYER PIPE | ALPEX DUO 16/2 BARRE 5M | HG | FRANKISCHE MULTILAYER BAR PIPE | 4.59 | 0.118 | 75 | 0 | 75 | 39173900 | ALPEX-16B 00075 | ALPEX-16B 00075
ALPEX-20B | PIPES AND FITTINGS | MULTILAYER PIPE | ALPEX DUO 20/2 BARRE 5M | HG | FRANKISCHE MULTILAYER BAR PIPE | 5.837 | 0.162 | 50 | 0 | 50 | 39173900 | ALPEX-20B 00050 | ALPEX-20B 00050
ALPEX-26B | PIPES AND FITTINGS | MULTILAYER PIPE | ALPEX L MULTIL. 26/3 BARRE 5M | HG | FRANKISCHE MULTILAYER BAR PIPE | 9.287 | 0.308 | 25 | 0 | 25 | 39173900 | ALPEX-26B 00025 | ALPEX-26B 00025
ALPEX-32B | PIPES AND FITTINGS | MULTILAYER PIPE | ALPEX L MULTIL. 32/3 BARRE 5M | HG | FRANKISCHE MULTILAYER BAR PIPE | 13.485 | 0.42 | 20 | 0 | 20 | 39173900 | ALPEX-32B 00020 | ALPEX-32B 00020
ALPEX-40B | PIPES AND FITTINGS | MULTILAYER PIPE | ALPEX L MULTIL.40/3,5 BARRE 5M | HG | FRANKISCHE MULTILAYER BAR PIPE | 20.77 | 0.565 | 25 | 0 | 25 | 39173900 | ALPEX-40B 00025 | ALPEX-40B 00025
ALPEX-50B | PIPES AND FITTINGS | MULTILAYER PIPE | ALPEX L MULTIL. 50/4 BARRE 5M | HG | FRANKISCHE MULTILAYER BAR PIPE | 31.256 | 0.86 | 25 | 0 | 25 | 39173900 | ALPEX-50B 00025 | ALPEX-50B 00025
ALPEX-63B | PIPES AND FITTINGS | MULTILAYER PIPE | ALPEX L MULTIL.63/4,5 BARRE 5M | HG | FRANKISCHE MULTILAYER BAR PIPE | 58.007 | 1.272 | 15 | 0 | 15 | 39173900 | ALPEX-63B 00015 | ALPEX-63B 00015
I-APEX16R100 | PIPES AND FITTINGS | MULTILAYER PIPE | APEX 16/2 ROLL 100M | HM | IVAR APEX ROLLS PIPE | 2.069 | 0.107 | 100 | 0 | 100 | 39173900 | I-APEX16R100 00100 | I-APEX16R100 00100
I-APEX16R200 | PIPES AND FITTINGS | MULTILAYER PIPE | APEX 16/2 ROLL 200M | HM | IVAR APEX ROLLS PIPE | 2.069 | 0.107 | 200 | 0 | 200 | 39173900 | I-APEX16R200 00200 | I-APEX16R200 00200
I-APEX16R400 | PIPES AND FITTINGS | MULTILAYER PIPE | APEX 16/2 ROLL 400M | HM | IVAR APEX ROLLS PIPE | 2.069 | 0.107 | 400 | 0 | 400 | 39173900 | I-APEX16R400 00400 | I-APEX16R400 00400
I-APEX18R100 | PIPES AND FITTINGS | MULTILAYER PIPE | APEX 18/2 ROLL 100M | HM | IVAR APEX ROLLS PIPE | 2.347 | 0.123 | 100 | 0 | 100 | 39173900 | I-APEX18R100 00100 | I-APEX18R100 00100
I-APEX18R150 | PIPES AND FITTINGS | MULTILAYER PIPE | APEX 18/2 ROLL 150M | HM | IVAR APEX ROLLS PIPE | 2.982 | 0.123 | 150 | 0 | 150 | 39173900 | I-APEX18R150 00150 | I-APEX18R150 00150
I-APEX18R200 | PIPES AND FITTINGS | MULTILAYER PIPE | APEX 18/2 ROLL 200M | HM | IVAR APEX ROLLS PIPE | 2.347 | 0.123 | 200 | 0 | 200 | 39173900 | I-APEX18R200 00200 | I-APEX18R200 00200
I-APEX18R50 | PIPES AND FITTINGS | MULTILAYER PIPE | APEX 18/2 ROLL 50M | HM | IVAR APEX ROLLS PIPE | 2.347 | 0.123 | 50 | 0 | 50 | 39173900 | I-APEX18R50 00050 | I-APEX18R50 00050
I-APEX20R100 | PIPES AND FITTINGS | MULTILAYER PIPE | APEX 20/2 ROLL 100M | HM | IVAR APEX ROLLS PIPE | 2.967 | 0.146 | 100 | 0 | 100 | 39173900 | I-APEX20R100 00100 | I-APEX20R100 00100
I-APEX25R50 | PIPES AND FITTINGS | MULTILAYER PIPE | APEX 25/2,5 ROLL 50M | HM | IVAR APEX ROLLS PIPE | 6.118 | 0.239 | 50 | 0 | 50 | 39173900 | I-APEX25R50 00050 | I-APEX25R50 00050
I-APEX26R50 | PIPES AND FITTINGS | MULTILAYER PIPE | APEX 26/3 ROLL 50M | HM | IVAR APEX ROLLS PIPE | 5.84 | 0.256 | 50 | 0 | 50 | 39173900 | I-APEX26R50 00050 | I-APEX26R50 00050
I-APEX32R50 | PIPES AND FITTINGS | MULTILAYER PIPE | APEX 32/3 ROLL 50M | HM | IVAR APEX ROLLS PIPE | 9.038 | 0.349 | 50 | 0 | 50 | 39173900 | I-APEX32R50 00050 | I-APEX32R50 00050
I-APEX16RCB50 | PIPES AND FITTINGS | MULTILAYER PIPE | APEX 16/2 INS. BLUE ROLL 50M | HO | IVAR APEX INSULATED PIPE | 2.829 | 0.144 | 50 | 0 | 50 | 39173900 | I-APEX16RCB5000050 | I-APEX16RCB5000050
I-APEX16RCF50 | PIPES AND FITTINGS | MULTILAYER PIPE | APEX 16/2 INS.WHITE ROLL 50M | HO | IVAR APEX INSULATED PIPE | 4.357 | 0.34 | 50 | 0 | 50 | 39173900 | I-APEX16RCF5000050 | I-APEX16RCF5000050
I-APEX16RCR50 | PIPES AND FITTINGS | MULTILAYER PIPE | APEX 16/2 INS. RED ROLL 50M | HO | IVAR APEX INSULATED PIPE | 2.829 | 0.144 | 50 | 0 | 50 | 39173900 | I-APEX16RCR5000050 | I-APEX16RCR5000050
I-APEX20RCB50 | PIPES AND FITTINGS | MULTILAYER PIPE | APEX 20/2 INS. BLUE ROLL 50M | HO | IVAR APEX INSULATED PIPE | 4.119 | 0.186 | 50 | 0 | 50 | 39173900 | I-APEX20RCB5000050 | I-APEX20RCB5000050
I-APEX20RCF50 | PIPES AND FITTINGS | MULTILAYER PIPE | APEX 20/2 INS.WHITE ROLL 50M | HO | IVAR APEX INSULATED PIPE | 5.608 | 0.204 | 50 | 0 | 50 | 39173900 | I-APEX20RCF5000050 | I-APEX20RCF5000050
I-APEX20RCR50 | PIPES AND FITTINGS | MULTILAYER PIPE | APEX 20/2 INS. RED ROLL 50M | HO | IVAR APEX INSULATED PIPE | 4.119 | 0.186 | 50 | 0 | 50 | 39173900 | I-APEX20RCR5000050 | I-APEX20RCR5000050
I-APEX25RCB25 | PIPES AND FITTINGS | MULTILAYER PIPE | APEX 25/2,5 INS. BLUE ROLL 25M | HO | IVAR APEX INSULATED PIPE | 8.242 | 0.28 | 25 | 0 | 25 | 39173900 | I-APEX25RCB2500025 | I-APEX25RCB2500025
I-APEX25RCB50 | PIPES AND FITTINGS | MULTILAYER PIPE | APEX 25/2,5 INS.BLU ROLL 50M H | HO | IVAR APEX INSULATED PIPE | 8.242 | 0.232 | 50 | 0 | 50 | 39173900 | I-APEX25RCB5000050 | I-APEX25RCB5000050
I-APEX25RCR25 | PIPES AND FITTINGS | MULTILAYER PIPE | APEX 25/2,5 INS. RED ROLL 25M | HO | IVAR APEX INSULATED PIPE | 8.242 | 0.28 | 25 | 0 | 25 | 39173900 | I-APEX25RCR2500025 | I-APEX25RCR2500025
I-APEX25RCR50 | PIPES AND FITTINGS | MULTILAYER PIPE | APEX 25/2,5 INS.RED ROLL 50M H | HO | IVAR APEX INSULATED PIPE | 8.242 | 0.232 | 50 | 0 | 50 | 39173900 | I-APEX25RCR5000050 | I-APEX25RCR5000050
I-APEX26RCB50 | PIPES AND FITTINGS | MULTILAYER PIPE | APEX 26/3 INS. BLUE ROLL 50M | HO | IVAR APEX INSULATED PIPE | 8.065 | 0.328 | 50 | 0 | 50 | 39173900 | I-APEX26RCB5000050 | I-APEX26RCB5000050
I-APEX26RCF50 | PIPES AND FITTINGS | MULTILAYER PIPE | APEX 26/3 INS.WHITE ROLL 50M | HO | IVAR APEX INSULATED PIPE | 9.876 | 0.328 | 50 | 0 | 50 | 39173900 | I-APEX26RCF5000050 | I-APEX26RCF5000050
I-APEX26RCR50 | PIPES AND FITTINGS | MULTILAYER PIPE | APEX 26/3 INS. RED ROLL 50M | HO | IVAR APEX INSULATED PIPE | 8.065 | 0.328 | 50 | 0 | 50 | 39173900 | I-APEX26RCR5000050 | I-APEX26RCR5000050
I-APEX32RCB25 | PIPES AND FITTINGS | MULTILAYER PIPE | APEX 32/3 INS. BLUE ROLL 25M | HO | IVAR APEX INSULATED PIPE | 12.885 | 0.42 | 25 | 0 | 25 | 39173900 | I-APEX32RCB2500025 | I-APEX32RCB2500025
I-APEX32RCF25 | PIPES AND FITTINGS | MULTILAYER PIPE | APEX 32/3 INS.WHITE ROLL 25M | HO | IVAR APEX INSULATED PIPE | 14.959 | 0.416 | 25 | 0 | 25 | 39173900 | I-APEX32RCF2500025 | I-APEX32RCF2500025
I-APEX32RCR25 | PIPES AND FITTINGS | MULTILAYER PIPE | APEX 32/3 INS. RED ROLL 25M | HO | IVAR APEX INSULATED PIPE | 12.885 | 0.42 | 25 | 0 | 25 | 39173900 | I-APEX32RCR2500025 | I-APEX32RCR2500025
I-APEX16B4 | PIPES AND FITTINGS | MULTILAYER PIPE | APEX 16/2 BARRE 4M | HX | IVAR APEX BAR PIPE | 2.379 | 0.116 | 100 | 0 | 100 | 39173900 | I-APEX16B4 00100 | I-APEX16B4 00100
I-APEX20B4 | PIPES AND FITTINGS | MULTILAYER PIPE | APEX 20/2 BARRE 4M | HX | IVAR APEX BAR PIPE | 3.476 | 0.132 | 64 | 0 | 64 | 39173900 | I-APEX20B4 00064 | I-APEX20B4 00064
I-APEX25B4 | PIPES AND FITTINGS | MULTILAYER PIPE | APEX 25/2,5 BARRE 4M | HX | IVAR APEX BAR PIPE | 7.459 | 0.24 | 40 | 0 | 40 | 39173900 | I-APEX25B4 00040 | I-APEX25B4 00040
I-APEX26B4 | PIPES AND FITTINGS | MULTILAYER PIPE | APEX 26/3 BARRE 4M | HX | IVAR APEX BAR PIPE | 7.039 | 0.247 | 40 | 0 | 40 | 39173900 | I-APEX26B4 00040 | I-APEX26B4 00040
I-APEX32B4 | PIPES AND FITTINGS | MULTILAYER PIPE | APEX 32/3 BARRE 4M | HX | IVAR APEX BAR PIPE | 11.241 | 0.322 | 28 | 0 | 28 | 39173900 | I-APEX32B4 00028 | I-APEX32B4 00028
FF-PEXA16R1 | PIPES AND FITTINGS | PEX / PERT PIPE | FF-PEXA 16/2 ROTOLI 120M | HH | FRANKISCHE PEX PIPE | 2.189 | 0.09375 | 120 | 0 | 120 | 39173200 | FF-PEXA16R1 00120 | FF-PEXA16R1 00120
FF-PEXA16R2 | PIPES AND FITTINGS | PEX / PERT PIPE | FF-PEXA 16/2 ROTOLI 200M | HH | FRANKISCHE PEX PIPE | 2.026 | 0.09375 | 200 | 0 | 200 | 39173200 | FF-PEXA16R2 00200 | FF-PEXA16R2 00200
FF-PEXA16R6 | PIPES AND FITTINGS | PEX / PERT PIPE | FF-PEXA 16/2 ROTOLI 600M | HH | FRANKISCHE PEX PIPE | 2.026 | 0.09358 | 600 | 0 | 600 | 39173200 | FF-PEXA16R6 00600 | FF-PEXA16R6 00600
FF-PEXA17R1 | PIPES AND FITTINGS | PEX / PERT PIPE | FF-PEXA 17/2 ROTOLI 120M | HH | FRANKISCHE PEX PIPE | 2.158 | 0.096 | 120 | 0 | 120 | 39173200 | FF-PEXA17R1 00120 | FF-PEXA17R1 00120
FF-PEXA17R25 | PIPES AND FITTINGS | PEX / PERT PIPE | FF-PEXA 17/2 ROTOLI 250M | HH | FRANKISCHE PEX PIPE | 2.158 | 0.096 | 250 | 0 | 250 | 39173200 | FF-PEXA17R25 00250 | FF-PEXA17R25 00250
FF-PEXA17R6 | PIPES AND FITTINGS | PEX / PERT PIPE | FF-PEXA 17/2 ROTOLI 600M | HH | FRANKISCHE PEX PIPE | 2.158 | 0.10167 | 600 | 0 | 600 | 39173200 | FF-PEXA17R6 00600 | FF-PEXA17R6 00600
FF-PEXA18R2 | PIPES AND FITTINGS | PEX / PERT PIPE | FF-PEXA 18/2 ROTOLI 200M | HH | FRANKISCHE PEX PIPE | 3.084 | 0.103 | 200 | 0 | 200 | 39173900 | FF-PEXA18R2 00200 | FF-PEXA18R2 00200
FF-PEXA18R6 | PIPES AND FITTINGS | PEX / PERT PIPE | FF-PEXA 18/2 ROTOLI 600M | HH | FRANKISCHE PEX PIPE | 3.084 | 0.103 | 600 | 0 | 600 | 39173900 | FF-PEXA18R6 00600 | FF-PEXA18R6 00600
FF-PEXA20R2 | PIPES AND FITTINGS | PEX / PERT PIPE | FF-PEXA 20/2 ROTOLI 200M | HH | FRANKISCHE PEX PIPE | 2.737 | 0.11525 | 200 | 0 | 200 | 39173900 | FF-PEXA20R2 00200 | FF-PEXA20R2 00200
FF-PEXA20R25 | PIPES AND FITTINGS | PEX / PERT PIPE | FF-PEXA 20/2 ROTOLI 250M | HH | FRANKISCHE PEX PIPE | 2.914 | 0.11525 | 250 | 0 | 250 | 39173200 | FF-PEXA20R25 00250 | FF-PEXA20R25 00250
FF-PEXA20R5 | PIPES AND FITTINGS | PEX / PERT PIPE | FF-PEXA 20/2 ROTOLI 500M | HH | FRANKISCHE PEX PIPE | 2.737 | 0.1206 | 500 | 0 | 500 | 39173200 | FF-PEXA20R5 00500 | FF-PEXA20R5 00500
FF-PEXA25R2 | PIPES AND FITTINGS | PEX / PERT PIPE | FF-PEXA 25/2,3 ROTOLI 200M | HH | FRANKISCHE PEX PIPE | 4.592 | 0.16686 | 200 | 0 | 200 | 39173900 | FF-PEXA25R2 00200 | FF-PEXA25R2 00200
FF-PEXA25R45 | PIPES AND FITTINGS | PEX / PERT PIPE | FF-PEXA 25/2,3 ROTOLI 450M | HH | FRANKISCHE PEX PIPE | 4.592 | 0.172 | 450 | 0 | 450 | 39173200 | FF-PEXA25R45 00450 | FF-PEXA25R45 00450
HK-PERT10R10 | PIPES AND FITTINGS | PEX / PERT PIPE | PERT 10X1,3 ROTOLI 1000M | HH | FRANKISCHE PEX PIPE | 1.847 | 0.0398 | 1000 | 0 | 1000 | 39173200 | HK-PERT10R10 01000 | HK-PERT10R10 01000
HK-PERT10R2 | PIPES AND FITTINGS | PEX / PERT PIPE | PERT 10X1,3 ROTOLI 200M | HH | FRANKISCHE PEX PIPE | 2.055 | 0.04 | 200 | 0 | 200 | 39173200 | HK-PERT10R2 00200 | HK-PERT10R2 00200
I-PERT5L16R12 | PIPES AND FITTINGS | PEX / PERT PIPE | PERT-EVOH 16X2MM 5 L 120 | HN | IVAR PEX PIPE | 1.424 | 0.085 | 120 | 0 | 120 | 39173900 | I-PERT5L16R1200120 | I-PERT5L16R1200120
I-PERT5L16R25 | PIPES AND FITTINGS | PEX / PERT PIPE | PERT-EVOH 16X2MM 5 L 250 | HN | IVAR PEX PIPE | 1.424 | 0.09 | 250 | 0 | 250 | 39173900 | I-PERT5L16R2500250 | I-PERT5L16R2500250
I-PERT5L16R30 | PIPES AND FITTINGS | PEX / PERT PIPE | PERT-EVOH 16X2MM 5 L 300 | HN | IVAR PEX PIPE | 1.424 | 0.09 | 300 | 0 | 300 | 39173900 | I-PERT5L16R3000300 | I-PERT5L16R3000300
I-PERT5L16R60 | PIPES AND FITTINGS | PEX / PERT PIPE | PERT-EVOH 16X2MM 5 L 600 | HN | IVAR PEX PIPE | 1.424 | 0.09 | 600 | 0 | 600 | 39173900 | I-PERT5L16R6000600 | I-PERT5L16R6000600
I-PERT5L17R12 | PIPES AND FITTINGS | PEX / PERT PIPE | PERT-EVOH 17X2MM 5 L 120 | HN | IVAR PEX PIPE | 1.481 | 0.092 | 120 | 0 | 120 | 39173900 | I-PERT5L17R1200120 | I-PERT5L17R1200120
I-PERT5L17R25 | PIPES AND FITTINGS | PEX / PERT PIPE | PERT-EVOH 17X2MM 5 L 250 | HN | IVAR PEX PIPE | 1.481 | 0.092 | 250 | 0 | 250 | 39173900 | I-PERT5L17R2500250 | I-PERT5L17R2500250
I-PERT5L17R60 | PIPES AND FITTINGS | PEX / PERT PIPE | PERT-EVOH 17X2MM 5 L 600 | HN | IVAR PEX PIPE | 1.481 | 0.092 | 600 | 0 | 600 | 39173900 | I-PERT5L17R6000600 | I-PERT5L17R6000600
I-PERT5L20R25 | PIPES AND FITTINGS | PEX / PERT PIPE | PERT-EVOH 20X2MM 5 L 250 | HN | IVAR PEX PIPE | 2.133 | 0.115 | 250 | 0 | 250 | 39173900 | I-PERT5L20R2500250 | I-PERT5L20R2500250
I-PERT5L20R50 | PIPES AND FITTINGS | PEX / PERT PIPE | PERT-EVOH 20X2MM 5 L 500 | HN | IVAR PEX PIPE | 2.133 | 0.115 | 500 | 0 | 500 | 39173900 | I-PERT5L20R5000500 | I-PERT5L20R5000500
I-PEXA20RCB25 | PIPES AND FITTINGS | PEX / PERT PIPE | PE-XA 20X2 EVOH 3L B.ROLL 25MT | HN | IVAR PEX PIPE | 4.774 | 0.12 | 25 | 0 | 25 | 39173900 | I-PEXA20RCB2500025 | I-PEXA20RCB2500025
I-PEXA20RCR25 | PIPES AND FITTINGS | PEX / PERT PIPE | PE-XA 20X2 EVOH 3L R.ROLL 25MT | HN | IVAR PEX PIPE | 4.774 | 0.12 | 25 | 0 | 25 | 39173900 | I-PEXA20RCR2500025 | I-PEXA20RCR2500025
I-PEXA3L16R12 | PIPES AND FITTINGS | PEX / PERT PIPE | PE-XA 16X2MM EVOH 3 L 120 | HN | IVAR PEX PIPE | 1.768 | 0.086 | 120 | 0 | 120 | 39173900 | I-PEXA3L16R1200120 | I-PEXA3L16R1200120
I-PEXA3L16R25 | PIPES AND FITTINGS | PEX / PERT PIPE | PE-XA 16X2MM EVOH 3 L 250 | HN | IVAR PEX PIPE | 1.768 | 0.086 | 250 | 0 | 250 | 39173900 | I-PEXA3L16R2500250 | I-PEXA3L16R2500250
I-PEXA3L16R60 | PIPES AND FITTINGS | PEX / PERT PIPE | PE-XA 16X2MM EVOH 3 L 600 | HN | IVAR PEX PIPE | 1.768 | 0.086 | 600 | 0 | 600 | 39173900 | I-PEXA3L16R6000600 | I-PEXA3L16R6000600
I-PEXA3L17R12 | PIPES AND FITTINGS | PEX / PERT PIPE | PE-XA 17X2MM EVOH 3 L 120 | HN | IVAR PEX PIPE | 1.842 | 0.092 | 120 | 0 | 120 | 39173900 | I-PEXA3L17R1200120 | I-PEXA3L17R1200120
I-PEXA3L17R25 | PIPES AND FITTINGS | PEX / PERT PIPE | PE-XA 17X2MM EVOH 3 L 250 | HN | IVAR PEX PIPE | 1.842 | 0.092 | 250 | 0 | 250 | 39173900 | I-PEXA3L17R2500250 | I-PEXA3L17R2500250
I-PEXA3L17R60 | PIPES AND FITTINGS | PEX / PERT PIPE | PE-XA 17X2MM EVOH 3 L 600 | HN | IVAR PEX PIPE | 1.842 | 0.092 | 600 | 0 | 600 | 39173900 | I-PEXA3L17R6000600 | I-PEXA3L17R6000600
I-PEXA3L20R25 | PIPES AND FITTINGS | PEX / PERT PIPE | PE-XA 20X2MM EVOH 3 L 250 | HN | IVAR PEX PIPE | 2.355 | 0.115 | 250 | 0 | 250 | 39173900 | I-PEXA3L20R2500250 | I-PEXA3L20R2500250
I-PEXA3L20R50 | PIPES AND FITTINGS | PEX / PERT PIPE | PE-XA 20X2MM EVOH 3 L 500 | HN | IVAR PEX PIPE | 2.355 | 0.11 | 500 | 0 | 500 | 39173900 | I-PEXA3L20R5000500 | I-PEXA3L20R5000500
500304MPL | PIPES AND FITTINGS | PRESS FITTINGS | MPL5610 BOX MURALE PRESSFIT 16 | I3 | MULTIPRESS MPL | 11.25 | 0.154 | 8 | 12 | 96 | 74122000 | 500304MPL 00008 | 500304MPL 00096
500304RMPL | PIPES AND FITTINGS | PRESS FITTINGS | MPL5610 BOX MURALE PRESSFIT 16 | I3 | MULTIPRESS MPL | 11.25 | 0.16 | 8 | 12 | 96 | 74122000 | 500304RMPL 00008 | 500304RMPL 00096
500306MPL | PIPES AND FITTINGS | PRESS FITTINGS | MPL5610 BOX MURALE PRESSFIT 20 | I3 | MULTIPRESS MPL | 12.26 | 0.163 | 8 | 12 | 96 | 74122000 | 500306MPL 00008 | 500306MPL 00096
500306RMPL | PIPES AND FITTINGS | PRESS FITTINGS | MPL5610 BOX MURALE PRESSFIT 20 | I3 | MULTIPRESS MPL | 12.26 | 0 | 8 | 12 | 96 | 74122000 | 500306RMPL 00008 | 500306RMPL 00096
510001MPL | PIPES AND FITTINGS | PRESS FITTINGS | MPL 5608 RAC.DIR. 1/2M X 16/2 | I3 | MULTIPRESS MPL | 4.468 | 0.054 | 40 | 4 | 160 | 74122000 | 510001MPL 00040 | 510001MPL 00160
510002MPL | PIPES AND FITTINGS | PRESS FITTINGS | MPL 5608 RAC.DIR. 1/2M X 20/2 | I3 | MULTIPRESS MPL | 5.2 | 0.064 | 40 | 4 | 160 | 74122000 | 510002MPL 00040 | 510002MPL 00160
510003MPL | PIPES AND FITTINGS | PRESS FITTINGS | MPL 5608 RAC.DIR. 3/4M X 20/2 | I3 | MULTIPRESS MPL | 6.53 | 0.082 | 30 | 4 | 120 | 74122000 | 510003MPL 00030 | 510003MPL 00120
510004MPL | PIPES AND FITTINGS | PRESS FITTINGS | MPL 5608 RAC.DIR. 3/4M X 26/3 | I3 | MULTIPRESS MPL | 8.44 | 0.0958 | 30 | 4 | 120 | 74122000 | 510004MPL 00030 | 510004MPL 00120
510005MPL | PIPES AND FITTINGS | PRESS FITTINGS | MPL 5700 RAC.DIR. 16/2 X 16/2 | I3 | MULTIPRESS MPL | 5.97 | 0.056 | 40 | 4 | 160 | 74122000 | 510005MPL 00040 | 510005MPL 00160
510006MPL | PIPES AND FITTINGS | PRESS FITTINGS | MPL 5700 RAC.DIR 20/2 X 20/2 | I3 | MULTIPRESS MPL | 7.79 | 0.083 | 30 | 4 | 120 | 74122000 | 510006MPL 00030 | 510006MPL 00120
510007MPL | PIPES AND FITTINGS | PRESS FITTINGS | MPL 5700 RAC.DIR. 26/3 X 26/3 | I3 | MULTIPRESS MPL | 11.38 | 0.128 | 20 | 4 | 80 | 74122000 | 510007MPL 00020 | 510007MPL 00080
510008MPL | PIPES AND FITTINGS | PRESS FITTINGS | MPL 5700 RAC.DIR. 20/2 X 16/2 | I3 | MULTIPRESS MPL | 7.15 | 0.073 | 40 | 4 | 160 | 74122000 | 510008MPL 00040 | 510008MPL 00160
510009MPL | PIPES AND FITTINGS | PRESS FITTINGS | MPL 5700 RAC.DIR. 26/3 X 16/2 | I3 | MULTIPRESS MPL | 9.51 | 0.102 | 20 | 4 | 80 | 74122000 | 510009MPL 00020 | 510009MPL 00080
510010MPL | PIPES AND FITTINGS | PRESS FITTINGS | MPL 5700 RAC.DIR. 26/3 X 20/2 | I3 | MULTIPRESS MPL | 9.93 | 0.111 | 20 | 4 | 80 | 74122000 | 510010MPL 00020 | 510010MPL 00080
510011MPL | PIPES AND FITTINGS | PRESS FITTINGS | MPL 5613 RAC.DIR. 1/2F X 16/2 | I3 | MULTIPRESS MPL | 4.958 | 0.054 | 40 | 4 | 160 | 74122000 | 510011MPL 00040 | 510011MPL 00160
510012MPL | PIPES AND FITTINGS | PRESS FITTINGS | MPL 5613 RAC.DIR. 1/2F X 20/2 | I3 | MULTIPRESS MPL | 5.91 | 0.063 | 40 | 4 | 160 | 74122000 | 510012MPL 00040 | 510012MPL 00160
510013MPL | PIPES AND FITTINGS | PRESS FITTINGS | MPL 5613 RAC.DIR. 3/4F X 20/2 | I3 | MULTIPRESS MPL | 6.94 | 0.081 | 30 | 4 | 120 | 74122000 | 510013MPL 00030 | 510013MPL 00120
510014MPL | PIPES AND FITTINGS | PRESS FITTINGS | MPL 5613 RAC.DIR. 3/4F X 26/3 | I3 | MULTIPRESS MPL | 7.97 | 0.088 | 20 | 4 | 80 | 74122000 | 510014MPL 00020 | 510014MPL 00080
510017MPL | PIPES AND FITTINGS | PRESS FITTINGS | MPL 5705 RAC.DIR. EK X 16/2 | I3 | MULTIPRESS MPL | 6.42 | 0.084 | 30 | 4 | 120 | 74122000 | 510017MPL 00030 | 510017MPL 00120
510018MPL | PIPES AND FITTINGS | PRESS FITTINGS | MPL 5705 RAC.DIR. EK X 20/2 | I3 | MULTIPRESS MPL | 7.46 | 0.104 | 30 | 4 | 120 | 74122000 | 510018MPL 00030 | 510018MPL 00120
510019MPL | PIPES AND FITTINGS | PRESS FITTINGS | MPL 5700 RAC.DIR. 32/3 X 26/3 | I3 | MULTIPRESS MPL | 14.28 | 0.168 | 15 | 4 | 60 | 74122000 | 510019MPL 00015 | 510019MPL 00060
510020MPL | PIPES AND FITTINGS | PRESS FITTINGS | MPL 5700 RAC.DIR. 32/3 X 32/3 | I3 | MULTIPRESS MPL | 16.59 | 0.197 | 15 | 4 | 60 | 74122000 | 510020MPL 00015 | 510020MPL 00060
510021MPL | PIPES AND FITTINGS | PRESS FITTINGS | MPL 5608 RAC.DIR. 1 M X 32/3 | I3 | MULTIPRESS MPL | 12.62 | 0.162 | 20 | 4 | 80 | 74122000 | 510021MPL 00020 | 510021MPL 00080
510022MPL | PIPES AND FITTINGS | PRESS FITTINGS | MPL 5613 RAC.DIR. 1 F X 32/3 | I3 | MULTIPRESS MPL | 11.75 | 0.153 | 15 | 4 | 60 | 74122000 | 510022MPL 00015 | 510022MPL 00060
510023MPL | PIPES AND FITTINGS | PRESS FITTINGS | MPL 5700 RAC.DIR. 32/3 X 20/2 | I3 | MULTIPRESS MPL | 13.25 | 0.154 | 15 | 4 | 60 | 74122000 | 510023MPL 00015 | 510023MPL 00060
510024MPL | PIPES AND FITTINGS | PRESS FITTINGS | MPL 5700 RAC.DIR. 32/3 X 16/2 | I3 | MULTIPRESS MPL | 12.43 | 0.145 | 15 | 4 | 60 | 74122000 | 510024MPL 00015 | 510024MPL 00060
510044MPL | PIPES AND FITTINGS | PRESS FITTINGS | MPL 5608 RAC.DIR. 1 M X 26/3 | I3 | MULTIPRESS MPL | 10.49 | 0.135 | 20 | 4 | 80 | 74122000 | 510044MPL 00020 | 510044MPL 00080
510047MPL | PIPES AND FITTINGS | PRESS FITTINGS | MPL 5613 RAC.DIR. 1 F X 26/3 | I3 | MULTIPRESS MPL | 9.41 | 0.12 | 15 | 4 | 60 | 74122000 | 510047MPL 00015 | 510047MPL 00060
510048MPL | PIPES AND FITTINGS | PRESS FITTINGS | MPL 5609 RAC.DIR. 1/2MX16/2 OR | I3 | MULTIPRESS MPL | 5.5 | 0.0599 | 40 | 4 | 160 | 74122000 | 510048MPL 00040 | 510048MPL 00160
510050MPL | PIPES AND FITTINGS | PRESS FITTINGS | MPL 5609 RAC.DIR. 1/2MX20/2 OR | I3 | MULTIPRESS MPL | 6.05 | 0.0704 | 40 | 4 | 160 | 74122000 | 510050MPL 00040 | 510050MPL 00160
510062MPL | PIPES AND FITTINGS | PRESS FITTINGS | MPL5780 RAC.MUR.DOP.1/2FX16/2 | I3 | MULTIPRESS MPL | 24.96 | 0.379 | 8 | 4 | 32 | 74122000 | 510062MPL 00008 | 510062MPL 00032
510064MPL | PIPES AND FITTINGS | PRESS FITTINGS | MPL5780 RAC.MUR.DOP.1/2FX20/2 | I3 | MULTIPRESS MPL | 27.01 | 0.405 | 8 | 4 | 32 | 74122000 | 510064MPL 00008 | 510064MPL 00032
510065MPL | PIPES AND FITTINGS | PRESS FITTINGS | MPL5702 RAC. SALD. D.15 X 16/2 | I3 | MULTIPRESS MPL | 10.84 | 0.073 | 25 | 4 | 100 | 74122000 | 510065MPL 00025 | 510065MPL 00100
510066MPL | PIPES AND FITTINGS | PRESS FITTINGS | MPL5702 RAC. SALD. D.18 X 20/2 | I3 | MULTIPRESS MPL | 12.12 | 0.098 | 25 | 4 | 100 | 74122000 | 510066MPL 00025 | 510066MPL 00100
510067MPL | PIPES AND FITTINGS | PRESS FITTINGS | MPL5702 RAC. SALD. D.22 X 26/3 | I3 | MULTIPRESS MPL | 16.14 | 0.125 | 20 | 4 | 80 | 74122000 | 510067MPL 00020 | 510067MPL 00080
510068MPL | PIPES AND FITTINGS | PRESS FITTINGS | MPL5702 RAC. SALD. D.28 X 32/3 | I3 | MULTIPRESS MPL | 19.75 | 0.213 | 10 | 4 | 40 | 74122000 | 510068MPL 00010 | 510068MPL 00040
510071MPL | PIPES AND FITTINGS | PRESS FITTINGS | MPL5701 TAPPO PRESSFITT 16/2 | I3 | MULTIPRESS MPL | 4.971 | 0.035 | 40 | 4 | 160 | 74122000 | 510071MPL 00040 | 510071MPL 00160
510073MPL | PIPES AND FITTINGS | PRESS FITTINGS | MPL5701 TAPPO PRESSFITT 20/2 | I3 | MULTIPRESS MPL | 6.54 | 0.058 | 40 | 4 | 160 | 74122000 | 510073MPL 00040 | 510073MPL 00160
510074MPL | PIPES AND FITTINGS | PRESS FITTINGS | MPL5701 TAPPO PRESSFITT 26/3 | I3 | MULTIPRESS MPL | 9.05 | 0.086 | 35 | 4 | 140 | 74122000 | 510074MPL 00035 | 510074MPL 00140
510075MPL | PIPES AND FITTINGS | PRESS FITTINGS | MPL5701 TAPPO PRESSFITT 32/3 | I3 | MULTIPRESS MPL | 12.36 | 0.136 | 20 | 4 | 80 | 74122000 | 510075MPL 00020 | 510075MPL 00080
510076MPL | PIPES AND FITTINGS | PRESS FITTINGS | MPL5703 BOC.3/4FX16/2 PRESFITT | I3 | MULTIPRESS MPL | 6.41 | 0.061 | 30 | 4 | 120 | 74122000 | 510076MPL 00030 | 510076MPL 00120
510078MPL | PIPES AND FITTINGS | PRESS FITTINGS | MPL5703 BOC.3/4FX20/2 PRESFITT | I3 | MULTIPRESS MPL | 6.99 | 0.077 | 30 | 4 | 120 | 74122000 | 510078MPL 00030 | 510078MPL 00120
510079MPL | PIPES AND FITTINGS | PRESS FITTINGS | MPL5703 BOC.1 FX26/3 PRESFITT | I3 | MULTIPRESS MPL | 9.86 | 0.116 | 25 | 4 | 100 | 74122000 | 510079MPL 00025 | 510079MPL 00100
510080MPL | PIPES AND FITTINGS | PRESS FITTINGS | MPL5703 BOC.1 1/4FX32/3 PRESFI | I3 | MULTIPRESS MPL | 14.46 | 0.201 | 15 | 4 | 60 | 74122000 | 510080MPL 00015 | 510080MPL 00060
510084MPL | PIPES AND FITTINGS | PRESS FITTINGS | MPL5608 RAC.DIR. 3/8M X 16/2 | I3 | MULTIPRESS MPL | 6.06 | 0.047 | 50 | 4 | 200 | 74122000 | 510084MPL 00050 | 510084MPL 00200
510085MPL | PIPES AND FITTINGS | PRESS FITTINGS | MPL5703 BOC.1/2FX16/2 PRESFITT | I3 | MULTIPRESS MPL | 5.51 | 0.058 | 40 | 4 | 160 | 74122000 | 510085MPL 00040 | 510085MPL 00160
510087MPL | PIPES AND FITTINGS | PRESS FITTINGS | MPL5703 BOC.1/2FX20/2 PRESFITT | I3 | MULTIPRESS MPL | 6.47 | 0.07 | 30 | 4 | 120 | 74122000 | 510087MPL 00030 | 510087MPL 00120
510088MPL | PIPES AND FITTINGS | PRESS FITTINGS | MPL5703 BOC.3/4FX26/3 PRESFITT | I3 | MULTIPRESS MPL | 8.45 | 0.097 | 30 | 4 | 120 | 74122000 | 510088MPL 00030 | 510088MPL 00120
510089MPL | PIPES AND FITTINGS | PRESS FITTINGS | MPL5703 BOC. 1 FX32/3 PRESFITT | I3 | MULTIPRESS MPL | 13.25 | 0.142 | 20 | 4 | 80 | 74122000 | 510089MPL 00020 | 510089MPL 00080
510090MPL | PIPES AND FITTINGS | PRESS FITTINGS | MPL5702 RAC. SALD. D.15 X 20/2 | I3 | MULTIPRESS MPL | 11.61 | 0.084 | 25 | 4 | 100 | 74122000 | 510090MPL 00025 | 510090MPL 00100
510091MPL | PIPES AND FITTINGS | PRESS FITTINGS | MPL5702 RAC. SALD. D.22 X 20/2 | I3 | MULTIPRESS MPL | 15.48 | 0.12 | 20 | 4 | 80 | 74122000 | 510091MPL 00020 | 510091MPL 00080
510099MPL | PIPES AND FITTINGS | PRESS FITTINGS | MPL5704 RACCORDO 45° 26 X 26 | I3 | MULTIPRESS MPL | 16.51 | 0.18 | 15 | 4 | 60 | 74122000 | 510099MPL 00015 | 510099MPL 00060
510100MPL | PIPES AND FITTINGS | PRESS FITTINGS | MPL5704 RACCORDO 45° 32 X 32 | I3 | MULTIPRESS MPL | 19.03 | 0.21 | 10 | 4 | 40 | 74122000 | 510100MPL 00010 | 510100MPL 00040
510105MPL | PIPES AND FITTINGS | PRESS FITTINGS | MPL5608 RAC.DIR. 3/4M X 16/2 | I3 | MULTIPRESS MPL | 6.87 | 0.077 | 30 | 4 | 120 | 74122000 | 510105MPL 00030 | 510105MPL 00120
510106MPL | PIPES AND FITTINGS | PRESS FITTINGS | MPL5608 RAC.DIR. 1 1/4M X 32/3 | I3 | MULTIPRESS MPL | 26.75 | 0.288 | 10 | 4 | 40 | 74122000 | 510106MPL 00010 | 510106MPL 00040
510109MPL | PIPES AND FITTINGS | PRESS FITTINGS | MPL5613 RAC.DIR. 3/4F X 16/2 | I3 | MULTIPRESS MPL | 6.46 | 0.072 | 30 | 4 | 120 | 74122000 | 510109MPL 00030 | 510109MPL 00120
510110MPL | PIPES AND FITTINGS | PRESS FITTINGS | MPL5703 BOC.3/8FX16/2 PRESFITT | I3 | MULTIPRESS MPL | 5.84 | 0.045 | 40 | 4 | 160 | 74122000 | 510110MPL 00040 | 510110MPL 00160
510189CMPL | PIPES AND FITTINGS | PRESS FITTINGS | MPL5730 RAC.T 16/2 X CAP.X16/2 | I3 | MULTIPRESS MPL | 45.7 | 0.306 | 3 | 4 | 12 | 74122000 | 510189CMPL 00003 | 510189CMPL 00012
510189MMPL | PIPES AND FITTINGS | PRESS FITTINGS | MPL5729 RAC.T 16/2 X MAN.X16/2 | I3 | MULTIPRESS MPL | 40.25 | 0.356 | 3 | 4 | 12 | 74122000 | 510189MMPL 00003 | 510189MMPL 00012
510189MPL | PIPES AND FITTINGS | PRESS FITTINGS | MPL5731 RAC.T 16/2 X INCASSO | I3 | MULTIPRESS MPL | 10.57 | 0.118 | 20 | 4 | 80 | 74122000 | 510189MPL 00020 | 510189MPL 00080
510191CMPL | PIPES AND FITTINGS | PRESS FITTINGS | MPL5730 RAC.T 20/2 X CAP.X20/2 | I3 | MULTIPRESS MPL | 46.94 | 0.33 | 3 | 4 | 12 | 74122000 | 510191CMPL 00003 | 510191CMPL 00012
510191MMPL | PIPES AND FITTINGS | PRESS FITTINGS | MPL5729 RAC.T 20/2 X MAN.X20/2 | I3 | MULTIPRESS MPL | 41.61 | 0.373 | 3 | 4 | 12 | 74122000 | 510191MMPL 00003 | 510191MMPL 00012
510191MPL | PIPES AND FITTINGS | PRESS FITTINGS | MPL5731 RAC.T 20/2 X INCASSO | I3 | MULTIPRESS MPL | 11.79 | 0.133 | 16 | 0 | 16 | 74122000 | 510191MPL 00016 | 510191MPL 00016
511001MPL | PIPES AND FITTINGS | PRESS FITTINGS | MPL5711 RAC.L 1/2M X 16/2 | I3 | MULTIPRESS MPL | 5.51 | 0.064 | 40 | 4 | 160 | 74122000 | 511001MPL 00040 | 511001MPL 00160
511002MPL | PIPES AND FITTINGS | PRESS FITTINGS | MPL5711 RAC.L 1/2M X 20/2 | I3 | MULTIPRESS MPL | 6.58 | 0.077 | 30 | 4 | 120 | 74122000 | 511002MPL 00030 | 511002MPL 00120
511003MPL | PIPES AND FITTINGS | PRESS FITTINGS | MPL5711 RAC.L 3/4M X 20/2 | I3 | MULTIPRESS MPL | 8.18 | 0.094 | 20 | 4 | 80 | 74122000 | 511003MPL 00020 | 511003MPL 00080
511004MPL | PIPES AND FITTINGS | PRESS FITTINGS | MPL5711 RAC.L 3/4M X 26/3 | I3 | MULTIPRESS MPL | 9.74 | 0.114 | 20 | 4 | 80 | 74122000 | 511004MPL 00020 | 511004MPL 00080
511005MPL | PIPES AND FITTINGS | PRESS FITTINGS | MPL5712 RAC.L 1/2F X 16/2 | I3 | MULTIPRESS MPL | 5.19 | 0.058 | 30 | 4 | 120 | 74122000 | 511005MPL 00030 | 511005MPL 00120
511006MPL | PIPES AND FITTINGS | PRESS FITTINGS | MPL5712 RAC.L 1/2F X 20/2 | I3 | MULTIPRESS MPL | 6.34 | 0.073 | 30 | 4 | 120 | 74122000 | 511006MPL 00030 | 511006MPL 00120
511007MPL | PIPES AND FITTINGS | PRESS FITTINGS | MPL5712 RAC.L 3/4F X 20/2 | I3 | MULTIPRESS MPL | 8.06 | 0.128 | 25 | 4 | 100 | 74122000 | 511007MPL 00025 | 511007MPL 00100
511008MPL | PIPES AND FITTINGS | PRESS FITTINGS | MPL5712 RAC.L 3/4F X 26/3 | I3 | MULTIPRESS MPL | 9.97 | 0.111 | 20 | 4 | 80 | 74122000 | 511008MPL 00020 | 511008MPL 00080
511009MPL | PIPES AND FITTINGS | PRESS FITTINGS | MPL5710 RAC.L 2 X 16/2 | I3 | MULTIPRESS MPL | 6.85 | 0.063 | 30 | 4 | 120 | 74122000 | 511009MPL 00030 | 511009MPL 00120
511010MPL | PIPES AND FITTINGS | PRESS FITTINGS | MPL5710 RAC.L 2 X 20/2 | I3 | MULTIPRESS MPL | 8.52 | 0.094 | 30 | 4 | 120 | 74122000 | 511010MPL 00030 | 511010MPL 00120
511011MPL | PIPES AND FITTINGS | PRESS FITTINGS | MPL5710 RAC.L 2 X 26/3 | I3 | MULTIPRESS MPL | 12.53 | 0.145 | 15 | 4 | 60 | 74122000 | 511011MPL 00015 | 511011MPL 00060
511012MPL | PIPES AND FITTINGS | PRESS FITTINGS | MPL5710 RAC.L 2 X 32/3 | I3 | MULTIPRESS MPL | 18.42 | 0.226 | 10 | 4 | 40 | 74122000 | 511012MPL 00010 | 511012MPL 00040
511013MPL | PIPES AND FITTINGS | PRESS FITTINGS | MPL5711 RAC.L 1 M X 32/3 | I3 | MULTIPRESS MPL | 16.29 | 0.208 | 10 | 4 | 40 | 74122000 | 511013MPL 00010 | 511013MPL 00040
511014MPL | PIPES AND FITTINGS | PRESS FITTINGS | MPL5712 RAC.L 1 F X 32/3 | I3 | MULTIPRESS MPL | 15.12 | 0.176 | 10 | 4 | 40 | 74122000 | 511014MPL 00010 | 511014MPL 00040
511015MPL | PIPES AND FITTINGS | PRESS FITTINGS | MPL5715 R.L T/C D-15X170 X16/2 | I3 | MULTIPRESS MPL | 16.25 | 0.12 | 100 | 0 | 100 | 74122000 | 511015MPL 00100 | 511015MPL 00100
511016MPL | PIPES AND FITTINGS | PRESS FITTINGS | MPL5715 R.L T/C D-15X350 X16/2 | I3 | MULTIPRESS MPL | 23.1 | 0.187 | 60 | 0 | 60 | 74122000 | 511016MPL 00060 | 511016MPL 00060
511017MPL | PIPES AND FITTINGS | PRESS FITTINGS | MPL5715 R.L T/C D-15X1100X16/2 | I3 | MULTIPRESS MPL | 56.61 | 0.48 | 50 | 0 | 50 | 74122000 | 511017MPL 00050 | 511017MPL 00050
511025MPL | PIPES AND FITTINGS | PRESS FITTINGS | MPL5715 R.L T/C D-15X170 X20/2 | I3 | MULTIPRESS MPL | 18.88 | 0.134 | 80 | 0 | 80 | 74122000 | 511025MPL 00080 | 511025MPL 00080
511026MPL | PIPES AND FITTINGS | PRESS FITTINGS | MPL5715 R.L T/C D-15X350 X20/2 | I3 | MULTIPRESS MPL | 25.65 | 0.21 | 50 | 0 | 50 | 74122000 | 511026MPL 00050 | 511026MPL 00050
511027MPL | PIPES AND FITTINGS | PRESS FITTINGS | MPL5715 R.L T/C D-15X1100X20/2 | I3 | MULTIPRESS MPL | 60.46 | 0 | 50 | 0 | 50 | 74122000 | 511027MPL 00050 | 511027MPL 00050
511029MPL | PIPES AND FITTINGS | PRESS FITTINGS | MPL5712L RAC.L 1/2F X 16/2 | I3 | MULTIPRESS MPL | 5.77 | 0.058 | 25 | 4 | 100 | 74122000 | 511029MPL 00025 | 511029MPL 00100
511103MPL | PIPES AND FITTINGS | PRESS FITTINGS | MPL5712L RAC.L 1/2F X 20/2 | I3 | MULTIPRESS MPL | 6.92 | 0.08 | 25 | 4 | 100 | 74122000 | 511103MPL 00025 | 511103MPL 00100
511106MPL | PIPES AND FITTINGS | PRESS FITTINGS | MPL5781 RAC.MUR.DOP.1/2FX16/2 | I3 | MULTIPRESS MPL | 16.95 | 0.18 | 8 | 4 | 32 | 74122000 | 511106MPL 00008 | 511106MPL 00032
511108MPL | PIPES AND FITTINGS | PRESS FITTINGS | MPL5781 RAC.MUR.DOP.1/2FX20/2 | I3 | MULTIPRESS MPL | 18.31 | 0.196 | 8 | 4 | 32 | 74122000 | 511108MPL 00008 | 511108MPL 00032
511113MPL | PIPES AND FITTINGS | PRESS FITTINGS | MPL5711 RAC.L 1 M X 26/3 | I3 | MULTIPRESS MPL | 14.88 | 0.53 | 10 | 4 | 40 | 74122000 | 511113MPL 00010 | 511113MPL 00040
511114MPL | PIPES AND FITTINGS | PRESS FITTINGS | MPL5712 RAC.L 1 F X 26/3 | I3 | MULTIPRESS MPL | 14.95 | 0.1753 | 10 | 4 | 40 | 74122000 | 511114MPL 00010 | 511114MPL 00040
511115MPL | PIPES AND FITTINGS | PRESS FITTINGS | MPL 5607 RAC.FASTEC X 16/2 | I3 | MULTIPRESS MPL | 5.71 | 0.0622 | 40 | 4 | 160 | 74122000 | 511115MPL 00040 | 511115MPL 00160
511118MPL | PIPES AND FITTINGS | PRESS FITTINGS | MPL 5607 RAC.FASTEC X 20/2 | I3 | MULTIPRESS MPL | 6.36 | 0.072 | 40 | 4 | 160 | 74122000 | 511118MPL 00040 | 511118MPL 00160
511122MPL | PIPES AND FITTINGS | PRESS FITTINGS | MPL 5607 RAC.FASTEC X 26/3 | I3 | MULTIPRESS MPL | 8.2 | 0.0874 | 30 | 4 | 120 | 74122000 | 511122MPL 00030 | 511122MPL 00120
512001MPL | PIPES AND FITTINGS | PRESS FITTINGS | MPL5720 RAC.T 3 X 16/2 | I3 | MULTIPRESS MPL | 8.87 | 0.093 | 20 | 4 | 80 | 74122000 | 512001MPL 00020 | 512001MPL 00080
512002MPL | PIPES AND FITTINGS | PRESS FITTINGS | MPL5720 RAC.T 3 X 20/2 | I3 | MULTIPRESS MPL | 12.34 | 0.14 | 16 | 4 | 64 | 74122000 | 512002MPL 00016 | 512002MPL 00064
512003MPL | PIPES AND FITTINGS | PRESS FITTINGS | MPL5720 RAC.T 3 X 26/3 | I3 | MULTIPRESS MPL | 18.58 | 0.211 | 10 | 4 | 40 | 74122000 | 512003MPL 00010 | 512003MPL 00040
512004MPL | PIPES AND FITTINGS | PRESS FITTINGS | MPL5720 RAC.T 20/2X16/2X20/2 | I3 | MULTIPRESS MPL | 11.91 | 0.123 | 16 | 4 | 64 | 74122000 | 512004MPL 00016 | 512004MPL 00064
512005MPL | PIPES AND FITTINGS | PRESS FITTINGS | MPL5720 RAC.T 26/3X16/2X26/3 | I3 | MULTIPRESS MPL | 17.03 | 0.178 | 12 | 4 | 48 | 74122000 | 512005MPL 00012 | 512005MPL 00048
512006MPL | PIPES AND FITTINGS | PRESS FITTINGS | MPL5720 RAC.T 26/3X20/2X26/3 | I3 | MULTIPRESS MPL | 17.5 | 0.184 | 12 | 4 | 48 | 74122000 | 512006MPL 00012 | 512006MPL 00048
512007MPL | PIPES AND FITTINGS | PRESS FITTINGS | MPL5720 RAC.T 20/2X20/2X16/2 | I3 | MULTIPRESS MPL | 11.91 | 0.126 | 16 | 4 | 64 | 74122000 | 512007MPL 00016 | 512007MPL 00064
512008MPL | PIPES AND FITTINGS | PRESS FITTINGS | MPL5720 RAC.T 26/3X26/3X20/2 | I3 | MULTIPRESS MPL | 17.49 | 0.189 | 12 | 4 | 48 | 74122000 | 512008MPL 00012 | 512008MPL 00048
512009MPL | PIPES AND FITTINGS | PRESS FITTINGS | MPL5720 RAC.T 20/2X16/2X16/2 | I3 | MULTIPRESS MPL | 11.45 | 0.11 | 16 | 4 | 64 | 74122000 | 512009MPL 00016 | 512009MPL 00064
512010MPL | PIPES AND FITTINGS | PRESS FITTINGS | MPL5720 RAC.T 26/3X16/2X20/2 | I3 | MULTIPRESS MPL | 15.49 | 0.158 | 12 | 4 | 48 | 74122000 | 512010MPL 00012 | 512010MPL 00048
512011MPL | PIPES AND FITTINGS | PRESS FITTINGS | MPL5720 RAC.T 26/3X20/2X16/2 | I3 | MULTIPRESS MPL | 15.49 | 0.158 | 12 | 4 | 48 | 74122000 | 512011MPL 00012 | 512011MPL 00048
512012MPL | PIPES AND FITTINGS | PRESS FITTINGS | MPL5720 RAC.T 26/3X20/2X20/2 | I3 | MULTIPRESS MPL | 17.03 | 0.163 | 12 | 4 | 48 | 74122000 | 512012MPL 00012 | 512012MPL 00048
512013MPL | PIPES AND FITTINGS | PRESS FITTINGS | MPL5720 RAC.T 16/2X20/2X16/2 | I3 | MULTIPRESS MPL | 11.45 | 0.123 | 16 | 4 | 64 | 74122000 | 512013MPL 00016 | 512013MPL 00064
512014MPL | PIPES AND FITTINGS | PRESS FITTINGS | MPL5720 RAC.T 20/2X26/3X20/2 | I3 | MULTIPRESS MPL | 17.03 | 0.193 | 12 | 4 | 48 | 74122000 | 512014MPL 00012 | 512014MPL 00048
512015MPL | PIPES AND FITTINGS | PRESS FITTINGS | MPL5720 RAC.T 32/3X16/2X32/3 | I3 | MULTIPRESS MPL | 24.02 | 0.254 | 8 | 4 | 32 | 74122000 | 512015MPL 00008 | 512015MPL 00032
512016MPL | PIPES AND FITTINGS | PRESS FITTINGS | MPL5720 RAC.T 32/3X20/2X32/3 | I3 | MULTIPRESS MPL | 26.62 | 0.257 | 8 | 4 | 32 | 74122000 | 512016MPL 00008 | 512016MPL 00032
512017MPL | PIPES AND FITTINGS | PRESS FITTINGS | MPL5720 RAC.T 32/3X26/3X26/3 | I3 | MULTIPRESS MPL | 26.51 | 0.3 | 8 | 4 | 32 | 74122000 | 512017MPL 00008 | 512017MPL 00032
512018MPL | PIPES AND FITTINGS | PRESS FITTINGS | MPL5720 RAC.T 32/3X26/3X32/3 | I3 | MULTIPRESS MPL | 27.96 | 0.318 | 8 | 4 | 32 | 74122000 | 512018MPL 00008 | 512018MPL 00032
512019MPL | PIPES AND FITTINGS | PRESS FITTINGS | MPL5720 RAC.T 26/3X32/3X26/3 | I3 | MULTIPRESS MPL | 26.51 | 0.314 | 8 | 4 | 32 | 74122000 | 512019MPL 00008 | 512019MPL 00032
512020MPL | PIPES AND FITTINGS | PRESS FITTINGS | MPL5720 RAC.T 3 X 32/3 | I3 | MULTIPRESS MPL | 29.17 | 0.33 | 6 | 4 | 24 | 74122000 | 512020MPL 00006 | 512020MPL 00024
512021MPL | PIPES AND FITTINGS | PRESS FITTINGS | MPL5720 RAC.T 32/3X20/2X20/2 | I3 | MULTIPRESS MPL | 25.43 | 0.263 | 8 | 4 | 32 | 74122000 | 512021MPL 00008 | 512021MPL 00032
512022MPL | PIPES AND FITTINGS | PRESS FITTINGS | MPL5722 RAC.T 16/2X1/2FX16/2 | I3 | MULTIPRESS MPL | 9.13 | 0.105 | 20 | 4 | 80 | 74122000 | 512022MPL 00020 | 512022MPL 00080
512023MPL | PIPES AND FITTINGS | PRESS FITTINGS | MPL5722 RAC.T 20/2X3/4FX20/2 | I3 | MULTIPRESS MPL | 12.97 | 0.132 | 16 | 4 | 64 | 74122000 | 512023MPL 00016 | 512023MPL 00064
512024MPL | PIPES AND FITTINGS | PRESS FITTINGS | MPL5720 RAC.T 32/3X26/3X20/2 | I3 | MULTIPRESS MPL | 25.64 | 0.282 | 8 | 4 | 32 | 74122000 | 512024MPL 00008 | 512024MPL 00032
512027MPL | PIPES AND FITTINGS | PRESS FITTINGS | MPL5722 RAC.T 20/2X1/2FX20/2 | I3 | MULTIPRESS MPL | 10.9 | 0.118 | 16 | 4 | 64 | 74122000 | 512027MPL 00016 | 512027MPL 00064
512028MPL | PIPES AND FITTINGS | PRESS FITTINGS | MPL5722 RAC.T 16/2X3/4FX16/2 | I3 | MULTIPRESS MPL | 10.49 | 0.119 | 16 | 4 | 64 | 74122000 | 512028MPL 00016 | 512028MPL 00064
512029MPL | PIPES AND FITTINGS | PRESS FITTINGS | MPL5721 RAC.T 16/2X1/2MX16/2 | I3 | MULTIPRESS MPL | 10.06 | 0.128 | 20 | 4 | 80 | 74122000 | 512029MPL 00020 | 512029MPL 00080
512030MPL | PIPES AND FITTINGS | PRESS FITTINGS | MPL5721 RAC.T 20/2X1/2MX20/2 | I3 | MULTIPRESS MPL | 11.27 | 0.14 | 16 | 4 | 64 | 74122000 | 512030MPL 00016 | 512030MPL 00064
512031MPL | PIPES AND FITTINGS | PRESS FITTINGS | MPL5721 RAC.T 16/2X3/4MX16/2 | I3 | MULTIPRESS MPL | 12.12 | 0.128 | 20 | 4 | 80 | 74122000 | 512031MPL 00020 | 512031MPL 00080
512032MPL | PIPES AND FITTINGS | PRESS FITTINGS | MPL5721 RAC.T 20/2X3/4MX20/2 | I3 | MULTIPRESS MPL | 12.77 | 0.1395 | 16 | 4 | 64 | 74122000 | 512032MPL 00016 | 512032MPL 00064
512033MPL | PIPES AND FITTINGS | PRESS FITTINGS | MPL 5717 RAC.L G1/2 GIR X 16/2 | I3 | MULTIPRESS MPL | 8.11 | 0.082 | 30 | 4 | 120 | 74122000 | 512033MPL 00030 | 512033MPL 00120
512034MPL | PIPES AND FITTINGS | PRESS FITTINGS | MPL 5717 RAC.L G3/4 GIR X 16/2 | I3 | MULTIPRESS MPL | 8.62 | 0.089 | 30 | 4 | 120 | 74122000 | 512034MPL 00030 | 512034MPL 00120
512042MPL | PIPES AND FITTINGS | PRESS FITTINGS | MPL5722 RAC.T 26/3X3/4FX26/3 | I3 | MULTIPRESS MPL | 14.24 | 0.177 | 10 | 4 | 40 | 74122000 | 512042MPL 00010 | 512042MPL 00040
512043MPL | PIPES AND FITTINGS | PRESS FITTINGS | MPL5722 RAC.T 32/3X3/4FX32/3 | I3 | MULTIPRESS MPL | 23.01 | 0.306 | 10 | 4 | 40 | 74122000 | 512043MPL 00010 | 512043MPL 00040
512044MPL | PIPES AND FITTINGS | PRESS FITTINGS | MPL5722 RAC.T 32/3X1 FX32/3 | I3 | MULTIPRESS MPL | 23.02 | 0.259 | 10 | 4 | 40 | 74122000 | 512044MPL 00010 | 512044MPL 00040
512046MPL | PIPES AND FITTINGS | PRESS FITTINGS | MPL5722 RAC.T 26/3X1/2FX26/3 | I3 | MULTIPRESS MPL | 15.09 | 0.162 | 12 | 4 | 48 | 74122000 | 512046MPL 00012 | 512046MPL 00048
512047MPL | PIPES AND FITTINGS | PRESS FITTINGS | MPL5722 RAC.T 26/3X1/2FX20/2 | I3 | MULTIPRESS MPL | 15.37 | 0.147 | 12 | 4 | 48 | 74122000 | 512047MPL 00012 | 512047MPL 00048
512048MPL | PIPES AND FITTINGS | PRESS FITTINGS | MPL5720 RAC.T 26/3X26/3X16/2 | I3 | MULTIPRESS MPL | 17.03 | 0.179 | 12 | 4 | 48 | 74122000 | 512048MPL 00012 | 512048MPL 00048
512050MPL | PIPES AND FITTINGS | PRESS FITTINGS | MPL5720 RAC.T 32/3X20/2X26/3 | I3 | MULTIPRESS MPL | 25.64 | 0.232 | 8 | 4 | 32 | 74122000 | 512050MPL 00008 | 512050MPL 00032
512051MPL | PIPES AND FITTINGS | PRESS FITTINGS | MPL5720 RAC.T 20/2X32/3X20/2 | I3 | MULTIPRESS MPL | 25.43 | 0.282 | 8 | 4 | 32 | 74122000 | 512051MPL 00008 | 512051MPL 00032
512052MPL | PIPES AND FITTINGS | PRESS FITTINGS | MPL5720 RAC.T 32/3X32/3X20/2 | I3 | MULTIPRESS MPL | 26.62 | 0.292 | 8 | 4 | 32 | 74122000 | 512052MPL 00008 | 512052MPL 00032
512053MPL | PIPES AND FITTINGS | PRESS FITTINGS | MPL5720 RAC.T 32/3X32/3X26/3 | I3 | MULTIPRESS MPL | 27.96 | 0.311 | 8 | 4 | 32 | 74122000 | 512053MPL 00008 | 512053MPL 00032
512067MPL | PIPES AND FITTINGS | PRESS FITTINGS | MPL5721 RAC.T 26/3X3/4MX26/3 | I3 | MULTIPRESS MPL | 14.89 | 0.225 | 10 | 4 | 40 | 74122000 | 512067MPL 00010 | 512067MPL 00040
512068MPL | PIPES AND FITTINGS | PRESS FITTINGS | MPL5720 RAC.T 32/3X32/3X16/2 | I3 | MULTIPRESS MPL | 24.02 | 0.289 | 8 | 4 | 32 | 74122000 | 512068MPL 00008 | 512068MPL 00032
512069MPL | PIPES AND FITTINGS | PRESS FITTINGS | MPL5726 RAC.T 16/2 X RUB.X16/2 | I3 | MULTIPRESS MPL | 42.34 |  |  |  | 0 |  | 512069MPL 00000 | 512069MPL 00000
512079MPL | PIPES AND FITTINGS | PRESS FITTINGS | MPL5716 RAC 20XTUB.DIAM.15X20 | I3 | MULTIPRESS MPL | 28.77 | 0.251 | 25 | 0 | 25 | 74122000 | 512079MPL 00025 | 512079MPL 00025
512080MPL | PIPES AND FITTINGS | PRESS FITTINGS | MPL5728 16 X 16 X 16 | I3 | MULTIPRESS MPL | 53.04 | 0.62 | 3 | 4 | 12 | 74122000 | 512080MPL 00003 | 512080MPL 00012
512082MPL | PIPES AND FITTINGS | PRESS FITTINGS | MPL5728 20 X 16 X 20 | I3 | MULTIPRESS MPL | 55.14 | 0.657 | 3 | 4 | 12 | 74122000 | 512082MPL 00003 | 512082MPL 00012
512083MPL | PIPES AND FITTINGS | PRESS FITTINGS | MPL5728 20 X 16 X 16 | I3 | MULTIPRESS MPL | 54.03 | 0.637 | 3 | 4 | 12 | 74122000 | 512083MPL 00003 | 512083MPL 00012
512084MPL | PIPES AND FITTINGS | PRESS FITTINGS | MPL5728 16 X 20 X 16 | I3 | MULTIPRESS MPL | 54.03 | 0.639 | 3 | 4 | 12 | 74122000 | 512084MPL 00003 | 512084MPL 00012
512085MPL | PIPES AND FITTINGS | PRESS FITTINGS | MPL5728 20 X 20 X 20 | I3 | MULTIPRESS MPL | 55.87 | 0.675 | 3 | 4 | 12 | 74122000 | 512085MPL 00003 | 512085MPL 00012
512086MPL | PIPES AND FITTINGS | PRESS FITTINGS | MPL5728 20 X 20 X 16 | I3 | MULTIPRESS MPL | 55.14 | 0.639 | 3 | 4 | 12 | 74122000 | 512086MPL 00003 | 512086MPL 00012
512096MPL | PIPES AND FITTINGS | PRESS FITTINGS | MPL5728 16 X 16 X 20 | I3 | MULTIPRESS MPL | 54.03 | 0.6365 | 3 | 4 | 12 | 74122000 | 512096MPL 00003 | 512096MPL 00012
512097MPL | PIPES AND FITTINGS | PRESS FITTINGS | MPL5728 16 X 20 X 20 | I3 | MULTIPRESS MPL | 55.14 | 0.6535 | 3 | 4 | 12 | 74122000 | 512097MPL 00003 | 512097MPL 00012
512104MPL | PIPES AND FITTINGS | PRESS FITTINGS | MPL5722 RAC.T 26/3X1FX26/3 | I3 | MULTIPRESS MPL | 20.94 | 0.2405 | 10 | 0 | 10 | 74122000 | 512104MPL 00010 | 512104MPL 00010
513001CMPL | PIPES AND FITTINGS | PRESS FITTINGS | MPL5760C RAC.MUR.1/2FX16/2 H40 | I3 | MULTIPRESS MPL | 8.72 | 0.122 | 15 | 4 | 60 | 74122000 | 513001CMPL 00015 | 513001CMPL 00060
513001LMPL | PIPES AND FITTINGS | PRESS FITTINGS | MPL5760L RAC.MUR.1/2FX16/2 H77 | I3 | MULTIPRESS MPL | 12.92 | 0.154 | 10 | 4 | 40 | 74122000 | 513001LMPL 00010 | 513001LMPL 00040
513001MPL | PIPES AND FITTINGS | PRESS FITTINGS | MPL5760 RAC.MUR. 1/2F X 16/2 | I3 | MULTIPRESS MPL | 8.89 | 0.129 | 15 | 4 | 60 | 74122000 | 513001MPL 00015 | 513001MPL 00060
513002CMPL | PIPES AND FITTINGS | PRESS FITTINGS | MPL5760C RAC.MUR.1/2FX20/2 H40 | I3 | MULTIPRESS MPL | 9.18 | 0.13 | 15 | 4 | 60 | 74122000 | 513002CMPL 00015 | 513002CMPL 00060
513002LMPL | PIPES AND FITTINGS | PRESS FITTINGS | MPL5760L RAC.MUR.1/2FX20/2 H77 | I3 | MULTIPRESS MPL | 13.44 | 0.159 | 10 | 4 | 40 | 74122000 | 513002LMPL 00010 | 513002LMPL 00040
513002MPL | PIPES AND FITTINGS | PRESS FITTINGS | MPL5760 RAC.MUR. 1/2F X 20/2 | I3 | MULTIPRESS MPL | 9.97 | 0.14 | 15 | 4 | 60 | 74122000 | 513002MPL 00015 | 513002MPL 00060
513003MPL | PIPES AND FITTINGS | PRESS FITTINGS | MPL5760 RAC.MUR. 3/4F X 20/2 | I3 | MULTIPRESS MPL | 12.93 | 0.176 | 10 | 4 | 40 | 74122000 | 513003MPL 00010 | 513003MPL 00040
513004MPL | PIPES AND FITTINGS | PRESS FITTINGS | MPL5760 RAC.MUR. 3/4F X 26/3 | I3 | MULTIPRESS MPL | 13.72 | 0.183 | 10 | 4 | 40 | 74122000 | 513004MPL 00010 | 513004MPL 00040
513008MPL | PIPES AND FITTINGS | PRESS FITTINGS | MPL5725 RAC.FIN.DIS.SX 16X1/2F | I3 | MULTIPRESS MPL | 14.59 | 0.165 | 12 | 4 | 48 | 74122000 | 513008MPL 00012 | 513008MPL 00048
513009MPL | PIPES AND FITTINGS | PRESS FITTINGS | MPL5724 RAC.FIN.DIS.DX 16X1/2F | I3 | MULTIPRESS MPL | 14.59 | 0.165 | 12 | 4 | 48 | 74122000 | 513009MPL 00012 | 513009MPL 00048
513012MPL | PIPES AND FITTINGS | PRESS FITTINGS | MPL5725 RAC.FIN.DIS.SX 20X1/2F | I3 | MULTIPRESS MPL | 14.96 | 0.17 | 10 | 4 | 40 | 74122000 | 513012MPL 00010 | 513012MPL 00040
513013MPL | PIPES AND FITTINGS | PRESS FITTINGS | MPL5724 RAC.FIN.DIS.DX 20X1/2F | I3 | MULTIPRESS MPL | 14.96 | 0.171 | 12 | 4 | 48 | 74122000 | 513013MPL 00012 | 513013MPL 00048
513024CMPL | PIPES AND FITTINGS | PRESS FITTINGS | MPL5761C KIT MUR+STAF.1/2X16/2 | I3 | MULTIPRESS MPL | 24.08 | 0.36 | 15 | 0 | 15 | 74122000 | 513024CMPL 00015 | 513024CMPL 00015
513024LMPL | PIPES AND FITTINGS | PRESS FITTINGS | MPL5761L KIT MUR+STAF.1/2X16/2 | I3 | MULTIPRESS MPL | 32.43 | 0 | 15 | 0 | 15 | 74122000 | 513024LMPL 00015 | 513024LMPL 00015
513024MPL | PIPES AND FITTINGS | PRESS FITTINGS | MPL5761 KIT MUR.+STAF.1/2X16/2 | I3 | MULTIPRESS MPL | 24.42 | 0.463 | 15 | 0 | 15 | 74122000 | 513024MPL 00015 | 513024MPL 00015
513025CMPL | PIPES AND FITTINGS | PRESS FITTINGS | MPL5761C KIT MUR+STAF.1/2X20/2 | I3 | MULTIPRESS MPL | 24.98 | 0.386 | 15 | 0 | 15 | 74122000 | 513025CMPL 00015 | 513025CMPL 00015
513025LMPL | PIPES AND FITTINGS | PRESS FITTINGS | MPL5761L KIT MUR+STAF.1/2X20/2 | I3 | MULTIPRESS MPL | 33.49 | 0 | 15 | 0 | 15 | 74122000 | 513025LMPL 00015 | 513025LMPL 00015
513025MPL | PIPES AND FITTINGS | PRESS FITTINGS | MPL5761 KIT MUR.+STAF.1/2X20/2 | I3 | MULTIPRESS MPL | 26.56 | 0.41075 | 15 | 0 | 15 | 74122000 | 513025MPL 00015 | 513025MPL 00015
513027CMPL | PIPES AND FITTINGS | PRESS FITTINGS | MPL5762C KIT MUR+STAF.1/2X16/2 | I3 | MULTIPRESS MPL | 27.55 | 0.53 | 15 | 0 | 15 | 74122000 | 513027CMPL 00015 | 513027CMPL 00015
513027LMPL | PIPES AND FITTINGS | PRESS FITTINGS | MPL5762L KIT MUR+STAF.1/2X16/2 | I3 | MULTIPRESS MPL | 35.91 | 0.712 | 15 | 0 | 15 | 74122000 | 513027LMPL 00015 | 513027LMPL 00015
513027MPL | PIPES AND FITTINGS | PRESS FITTINGS | MPL5762 KIT MUR.+STAF.1/2X16/2 | I3 | MULTIPRESS MPL | 27.89 | 0.709 | 15 | 0 | 15 | 74122000 | 513027MPL 00015 | 513027MPL 00015
513029CMPL | PIPES AND FITTINGS | PRESS FITTINGS | MPL5762C KIT MUR+STAF.1/2X20/2 | I3 | MULTIPRESS MPL | 28.46 | 0.49 | 15 | 0 | 15 | 74122000 | 513029CMPL 00015 | 513029CMPL 00015
513029LMPL | PIPES AND FITTINGS | PRESS FITTINGS | MPL5762L KIT MUR+STAF.1/2X20/2 | I3 | MULTIPRESS MPL | 36.97 | 0.49 | 15 | 0 | 15 | 74122000 | 513029LMPL 00015 | 513029LMPL 00015
513029MPL | PIPES AND FITTINGS | PRESS FITTINGS | MPL5762 KIT MUR.+STAF.1/2X20/2 | I3 | MULTIPRESS MPL | 30.02 | 0.49 | 15 | 0 | 15 | 74122000 | 513029MPL 00015 | 513029MPL 00015
513030MPL | PIPES AND FITTINGS | PRESS FITTINGS | MPL5763 KIT DIS.+STAF.1/2X16/2 | I3 | MULTIPRESS MPL | 39.09 | 0.612 | 15 | 0 | 15 | 74122000 | 513030MPL 00015 | 513030MPL 00015
513032MPL | PIPES AND FITTINGS | PRESS FITTINGS | MPL5763 KIT DIS.+STAF.1/2X20/2 | I3 | MULTIPRESS MPL | 40.68 | 0.63 | 15 | 0 | 15 | 74122000 | 513032MPL 00015 | 513032MPL 00015
513035MPL | PIPES AND FITTINGS | PRESS FITTINGS | MPL5764 KIT DIS.+STAF.1/2X20/2 | I3 | MULTIPRESS MPL | 35.84 | 0.58 | 15 | 0 | 15 | 74122000 | 513035MPL 00015 | 513035MPL 00015
510001MPLC | PIPES AND FITTINGS | PRESS FITTINGS | MPLC5608 RAC.DIR. 1/2M X 16/2 | I6 | MULTIPRESS MPL - CUPHIN | 5.5 | 0.053 | 40 | 4 | 160 | 74122000 | 510001MPLC 00040 | 510001MPLC 00160
510002MPLC | PIPES AND FITTINGS | PRESS FITTINGS | MPLC5608 RAC.DIR. 1/2M X 20/2 | I6 | MULTIPRESS MPL - CUPHIN | 6.59 | 0.062 | 40 | 4 | 160 | 74122000 | 510002MPLC 00040 | 510002MPLC 00160
510003MPLC | PIPES AND FITTINGS | PRESS FITTINGS | MPLC5608 RAC.DIR. 3/4M X 20/2 | I6 | MULTIPRESS MPL - CUPHIN | 8.5 | 0.081 | 30 | 4 | 120 | 74122000 | 510003MPLC 00030 | 510003MPLC 00120
510004MPLC | PIPES AND FITTINGS | PRESS FITTINGS | MPLC5608 RAC.DIR. 3/4M X 26/3 | I6 | MULTIPRESS MPL - CUPHIN | 10.69 | 0.0938 | 30 | 4 | 120 | 74122000 | 510004MPLC 00030 | 510004MPLC 00120
510005MPLC | PIPES AND FITTINGS | PRESS FITTINGS | MPLC 5700 RAC.DIR. 16/2 X 16/2 | I6 | MULTIPRESS MPL - CUPHIN | 7.7 | 0.054 | 40 | 4 | 160 | 74122000 | 510005MPLC 00040 | 510005MPLC 00160
510006MPLC | PIPES AND FITTINGS | PRESS FITTINGS | MPLC 5700 RAC.DIR 20/2 X 20/2 | I6 | MULTIPRESS MPL - CUPHIN | 10.22 | 0.069 | 40 | 4 | 160 | 74122000 | 510006MPLC 00040 | 510006MPLC 00160
510007MPLC | PIPES AND FITTINGS | PRESS FITTINGS | MPLC 5700 RAC.DIR. 26/3 X 26/3 | I6 | MULTIPRESS MPL - CUPHIN | 13.45 | 0.124 | 20 | 4 | 80 | 74122000 | 510007MPLC 00020 | 510007MPLC 00080
510008MPLC | PIPES AND FITTINGS | PRESS FITTINGS | MPLC 5700 RAC.DIR. 20/2 X 16/2 | I6 | MULTIPRESS MPL - CUPHIN | 9.53 | 0.073 | 40 | 4 | 160 | 74122000 | 510008MPLC 00040 | 510008MPLC 00160
510009MPLC | PIPES AND FITTINGS | PRESS FITTINGS | MPLC 5700 RAC.DIR. 26/3 X 16/2 | I6 | MULTIPRESS MPL - CUPHIN | 12.2 | 0.102 | 20 | 4 | 80 | 74122000 | 510009MPLC 00020 | 510009MPLC 00080
510010MPLC | PIPES AND FITTINGS | PRESS FITTINGS | MPLC 5700 RAC.DIR. 26/3 X 20/2 | I6 | MULTIPRESS MPL - CUPHIN | 12.6 | 0.108 | 20 | 4 | 80 | 74122000 | 510010MPLC 00020 | 510010MPLC 00080
510011MPLC | PIPES AND FITTINGS | PRESS FITTINGS | MPLC 5613 RAC.DIR. 1/2F X 16/2 | I6 | MULTIPRESS MPL - CUPHIN | 6.33 | 0.057 | 40 | 4 | 160 | 74122000 | 510011MPLC 00040 | 510011MPLC 00160
510012MPLC | PIPES AND FITTINGS | PRESS FITTINGS | MPLC 5613 RAC.DIR. 1/2F X 20/2 | I6 | MULTIPRESS MPL - CUPHIN | 7.54 | 0.064 | 40 | 4 | 160 | 74122000 | 510012MPLC 00040 | 510012MPLC 00160
510013MPLC | PIPES AND FITTINGS | PRESS FITTINGS | MPLC5613 RAC.DIR. 3/4F X 20/2 | I6 | MULTIPRESS MPL - CUPHIN | 8.71 | 0.079 | 30 | 4 | 120 | 74122000 | 510013MPLC 00030 | 510013MPLC 00120
510014MPLC | PIPES AND FITTINGS | PRESS FITTINGS | MPLC5613 RAC.DIR. 3/4F X 26/3 | I6 | MULTIPRESS MPL - CUPHIN | 9.42 | 0.088 | 20 | 4 | 80 | 74122000 | 510014MPLC 00020 | 510014MPLC 00080
510019MPLC | PIPES AND FITTINGS | PRESS FITTINGS | MPLC5700 RAC.DIR. 32/3 X 26/3 | I6 | MULTIPRESS MPL - CUPHIN | 18.29 | 0.163 | 15 | 4 | 60 | 74122000 | 510019MPLC 00015 | 510019MPLC 00060
510020MPLC | PIPES AND FITTINGS | PRESS FITTINGS | MPLC5700 RAC.DIR. 32/3 X 32/3 | I6 | MULTIPRESS MPL - CUPHIN | 18.51 | 0.148 | 15 | 4 | 60 | 74122000 | 510020MPLC 00015 | 510020MPLC 00060
510021MPLC | PIPES AND FITTINGS | PRESS FITTINGS | MPLC5608 RAC.DIR. 1 M X 32/3 | I6 | MULTIPRESS MPL - CUPHIN | 16.8 | 0.136 | 20 | 4 | 80 | 74122000 | 510021MPLC 00020 | 510021MPLC 00080
510022MPLC | PIPES AND FITTINGS | PRESS FITTINGS | MPLC 5613 RAC.DIR. 1 F X 32/3 | I6 | MULTIPRESS MPL - CUPHIN | 14.24 | 0.153 | 15 | 4 | 60 | 74122000 | 510022MPLC 00015 | 510022MPLC 00060
510023MPLC | PIPES AND FITTINGS | PRESS FITTINGS | MPLC 5700 RAC.DIR. 32/3 X 20/2 | I6 | MULTIPRESS MPL - CUPHIN | 17.22 | 0 | 15 | 4 | 60 | 74122000 | 510023MPLC 00015 | 510023MPLC 00060
510044MPLC | PIPES AND FITTINGS | PRESS FITTINGS | MPLC5608 RAC.DIR. 1 M X 26/3 | I6 | MULTIPRESS MPL - CUPHIN | 12.85 | 0.12865 | 20 | 4 | 80 | 74122000 | 510044MPLC 00020 | 510044MPLC 00080
510047MPLC | PIPES AND FITTINGS | PRESS FITTINGS | MPLC5613 RAC.DIR. 1 F X 26/3 | I6 | MULTIPRESS MPL - CUPHIN | 12.22 | 0 | 15 | 4 | 60 | 74122000 | 510047MPLC 00015 | 510047MPLC 00060
510071MPLC | PIPES AND FITTINGS | PRESS FITTINGS | MPLC5701 TAPPO PRESSFITT 16/2 | I6 | MULTIPRESS MPL - CUPHIN | 6.73 | 0.034 | 40 | 4 | 160 | 74122000 | 510071MPLC 00040 | 510071MPLC 00160
510073MPLC | PIPES AND FITTINGS | PRESS FITTINGS | MPLC5701 TAPPO PRESSFITT 20/2 | I6 | MULTIPRESS MPL - CUPHIN | 8.86 | 0.0578 | 40 | 4 | 160 | 74122000 | 510073MPLC 00040 | 510073MPLC 00160
510074MPLC | PIPES AND FITTINGS | PRESS FITTINGS | MPLC 5701 TAPPO PRESSFITT 26/3 | I6 | MULTIPRESS MPL - CUPHIN | 12.1 | 0.087 | 35 | 4 | 140 | 74122000 | 510074MPLC 00035 | 510074MPLC 00140
510075MPLC | PIPES AND FITTINGS | PRESS FITTINGS | MPLC5701 TAPPO PRESSFITT 32/3 | I6 | MULTIPRESS MPL - CUPHIN | 16.69 | 0.136 | 20 | 4 | 80 | 74122000 | 510075MPLC 00020 | 510075MPLC 00080
510076MPLC | PIPES AND FITTINGS | PRESS FITTINGS | MPLC5703 BOC.3/4FX16/2 PRESFIT | I6 | MULTIPRESS MPL - CUPHIN | 8.06 | 0.061 | 30 | 4 | 120 | 74122000 | 510076MPLC 00030 | 510076MPLC 00120
510079MPLC | PIPES AND FITTINGS | PRESS FITTINGS | MPLC5703 BOC.1 FX26/3 PRESFITT | I6 | MULTIPRESS MPL - CUPHIN | 11.45 | 0 | 25 | 4 | 100 | 74122000 | 510079MPLC 00025 | 510079MPLC 00100
510080MPLC | PIPES AND FITTINGS | PRESS FITTINGS | MPLC5703 BOC.1 1/4FX32/3 PRESF | I6 | MULTIPRESS MPL - CUPHIN | 17.96 | 0 | 15 | 4 | 60 | 74122000 | 510080MPLC 00015 | 510080MPLC 00060
510084MPLC | PIPES AND FITTINGS | PRESS FITTINGS | MPLC5608 RAC.DIR. 3/8M X 16/2 | I6 | MULTIPRESS MPL - CUPHIN | 9.54 | 0 | 50 | 4 | 200 | 74122000 | 510084MPLC 00050 | 510084MPLC 00200
510085MPLC | PIPES AND FITTINGS | PRESS FITTINGS | MPLC5703 BOC.1/2FX16/2 PRESFIT | I6 | MULTIPRESS MPL - CUPHIN | 6.95 | 0.0555 | 40 | 4 | 160 | 74122000 | 510085MPLC 00040 | 510085MPLC 00160
510087MPLC | PIPES AND FITTINGS | PRESS FITTINGS | MPLC5703 BOC.1/2FX20/2 PRESFIT | I6 | MULTIPRESS MPL - CUPHIN | 8.01 | 0 | 30 | 4 | 120 | 74122000 | 510087MPLC 00030 | 510087MPLC 00120
510105MPLC | PIPES AND FITTINGS | PRESS FITTINGS | MPLC5608 RAC.DIR. 3/4M X 16/2 | I6 | MULTIPRESS MPL - CUPHIN | 9.35 | 0.08 | 30 | 4 | 120 | 74122000 | 510105MPLC 00030 | 510105MPLC 00120
510106MPLC | PIPES AND FITTINGS | PRESS FITTINGS | MPLC5608 RAC.DIR.1 1/4M X 32/3 | I6 | MULTIPRESS MPL - CUPHIN | 41.49 | 0.287 | 10 | 4 | 40 | 74122000 | 510106MPLC 00010 | 510106MPLC 00040
510109MPLC | PIPES AND FITTINGS | PRESS FITTINGS | MPLC5613 RAC.DIR.3/4F X 16/2 | I6 | MULTIPRESS MPL - CUPHIN | 8.62 | 0.072 | 30 | 4 | 120 | 74122000 | 510109MPLC 00030 | 510109MPLC 00120
511001MPLC | PIPES AND FITTINGS | PRESS FITTINGS | MPLC 5711 RAC.L 1/2M X 16/2 | I6 | MULTIPRESS MPL - CUPHIN | 7.67 | 0.063 | 40 | 4 | 160 | 74122000 | 511001MPLC 00040 | 511001MPLC 00160
511002MPLC | PIPES AND FITTINGS | PRESS FITTINGS | MPLC 5711 RAC.L 1/2M X 20/2 | I6 | MULTIPRESS MPL - CUPHIN | 8.77 | 0.077 | 30 | 4 | 120 | 74122000 | 511002MPLC 00030 | 511002MPLC 00120
511003MPLC | PIPES AND FITTINGS | PRESS FITTINGS | MPLC 5711 RAC.L 3/4M X 20/2 | I6 | MULTIPRESS MPL - CUPHIN | 10.67 | 0.094 | 20 | 4 | 80 | 74122000 | 511003MPLC 00020 | 511003MPLC 00080
511004MPLC | PIPES AND FITTINGS | PRESS FITTINGS | MPLC 5711 RAC.L 3/4M X 26/3 | I6 | MULTIPRESS MPL - CUPHIN | 12.09 | 0.114 | 20 | 4 | 80 | 74122000 | 511004MPLC 00020 | 511004MPLC 00080
511005MPLC | PIPES AND FITTINGS | PRESS FITTINGS | MPLC 5712 RAC.L 1/2F X 16/2 | I6 | MULTIPRESS MPL - CUPHIN | 6.94 | 0.056 | 30 | 4 | 120 | 74122000 | 511005MPLC 00030 | 511005MPLC 00120
511006MPLC | PIPES AND FITTINGS | PRESS FITTINGS | MPLC 5712 RAC.L 1/2F X 20/2 | I6 | MULTIPRESS MPL - CUPHIN | 8.6 | 0.076 | 30 | 4 | 120 | 74122000 | 511006MPLC 00030 | 511006MPLC 00120
511007MPLC | PIPES AND FITTINGS | PRESS FITTINGS | MPLC 5712 RAC.L 3/4F X 20/2 | I6 | MULTIPRESS MPL - CUPHIN | 10.97 | 0.092 | 25 | 4 | 100 | 74122000 | 511007MPLC 00025 | 511007MPLC 00100
511008MPLC | PIPES AND FITTINGS | PRESS FITTINGS | MPLC 5712 RAC.L 3/4F X 26/3 | I6 | MULTIPRESS MPL - CUPHIN | 12.44 | 0.118 | 20 | 4 | 80 | 74122000 | 511008MPLC 00020 | 511008MPLC 00080
511009MPLC | PIPES AND FITTINGS | PRESS FITTINGS | MPLC 5710 RAC.L 2 X 16/2 | I6 | MULTIPRESS MPL - CUPHIN | 9.12 | 0.062 | 30 | 4 | 120 | 74122000 | 511009MPLC 00030 | 511009MPLC 00120
511010MPLC | PIPES AND FITTINGS | PRESS FITTINGS | MPLC 5710 RAC.L 2 X 20/2 | I6 | MULTIPRESS MPL - CUPHIN | 11.44 | 0.042 | 30 | 4 | 120 | 74122000 | 511010MPLC 00030 | 511010MPLC 00120
511011MPLC | PIPES AND FITTINGS | PRESS FITTINGS | MPLC 5710 RAC.L 2 X 26/3 | I6 | MULTIPRESS MPL - CUPHIN | 16.03 | 0.143 | 15 | 4 | 60 | 74122000 | 511011MPLC 00015 | 511011MPLC 00060
511012MPLC | PIPES AND FITTINGS | PRESS FITTINGS | MPLC 5710 RAC.L 2 X 32/3 | I6 | MULTIPRESS MPL - CUPHIN | 24.57 | 0.171 | 10 | 4 | 40 | 74122000 | 511012MPLC 00010 | 511012MPLC 00040
511013MPLC | PIPES AND FITTINGS | PRESS FITTINGS | MPLC5711 RAC.L 1 M X 32/3 | I6 | MULTIPRESS MPL - CUPHIN | 22.58 | 0.208 | 10 | 4 | 40 | 74122000 | 511013MPLC 00010 | 511013MPLC 00040
511014MPLC | PIPES AND FITTINGS | PRESS FITTINGS | MPLC 5712 RAC.L 1 F X 32/3 | I6 | MULTIPRESS MPL - CUPHIN | 21.23 | 0.1846 | 10 | 4 | 40 | 74122000 | 511014MPLC 00010 | 511014MPLC 00040
511108MPLC | PIPES AND FITTINGS | PRESS FITTINGS | MPLC5781 RAC.MUR.DOP.1/2FX20/2 | I6 | MULTIPRESS MPL - CUPHIN | 26.51 | 0.118 | 8 | 4 | 32 | 74122000 | 511108MPLC 00008 | 511108MPLC 00032
511113MPLC | PIPES AND FITTINGS | PRESS FITTINGS | MPLC 5711 RAC.L 1 M X 26/3 | I6 | MULTIPRESS MPL - CUPHIN | 20.49 | 0 | 10 | 4 | 40 | 74122000 | 511113MPLC 00010 | 511113MPLC 00040
512001MPLC | PIPES AND FITTINGS | PRESS FITTINGS | MPLC5720 RAC.T 3 X 16/2 | I6 | MULTIPRESS MPL - CUPHIN | 12.14 | 0.092 | 20 | 4 | 80 | 74122000 | 512001MPLC 00020 | 512001MPLC 00080
512002MPLC | PIPES AND FITTINGS | PRESS FITTINGS | MPLC5720 RAC.T 3 X 20/2 | I6 | MULTIPRESS MPL - CUPHIN | 16.23 | 0.115 | 16 | 4 | 64 | 74122000 | 512002MPLC 00016 | 512002MPLC 00064
512003MPLC | PIPES AND FITTINGS | PRESS FITTINGS | MPLC5720 RAC.T 3 X 26/3 | I6 | MULTIPRESS MPL - CUPHIN | 26.11 | 0.211 | 10 | 4 | 40 | 74122000 | 512003MPLC 00010 | 512003MPLC 00040
512004MPLC | PIPES AND FITTINGS | PRESS FITTINGS | MPLC5720 RAC.T 20/2X16/2X20/2 | I6 | MULTIPRESS MPL - CUPHIN | 16.33 | 0.119 | 16 | 4 | 64 | 74122000 | 512004MPLC 00016 | 512004MPLC 00064
512005MPLC | PIPES AND FITTINGS | PRESS FITTINGS | MPLC5720 RAC.T 26/3X16/2X26/3 | I6 | MULTIPRESS MPL - CUPHIN | 23.04 | 0.178 | 12 | 4 | 48 | 74122000 | 512005MPLC 00012 | 512005MPLC 00048
512006MPLC | PIPES AND FITTINGS | PRESS FITTINGS | MPLC5720 RAC.T 26/3X20/2X26/3 | I6 | MULTIPRESS MPL - CUPHIN | 24.2 | 0.184 | 12 | 4 | 48 | 74122000 | 512006MPLC 00012 | 512006MPLC 00048
512007MPLC | PIPES AND FITTINGS | PRESS FITTINGS | MPLC5720 RAC.T 20/2X20/2X16/2 | I6 | MULTIPRESS MPL - CUPHIN | 16.34 | 0 | 16 | 4 | 64 | 74122000 | 512007MPLC 00016 | 512007MPLC 00064
512008MPLC | PIPES AND FITTINGS | PRESS FITTINGS | MPLC5720 RAC.T 26/3X26/3X20/2 | I6 | MULTIPRESS MPL - CUPHIN | 24.33 | 0 | 12 | 0 | 12 | 74122000 | 512008MPLC 00012 | 512008MPLC 00012
512009MPLC | PIPES AND FITTINGS | PRESS FITTINGS | MPLC5720 RAC.T 20/2X16/2X16/2 | I6 | MULTIPRESS MPL - CUPHIN | 15.28 | 0 | 16 | 4 | 64 | 74122000 | 512009MPLC 00016 | 512009MPLC 00064
512012MPLC | PIPES AND FITTINGS | PRESS FITTINGS | MPLC5720 RAC.T 26/3X20/2X20/2 | I6 | MULTIPRESS MPL - CUPHIN | 23.49 | 0 | 12 | 4 | 48 | 74122000 | 512012MPLC 00012 | 512012MPLC 00048
512014MPLC | PIPES AND FITTINGS | PRESS FITTINGS | MPLC5720 RAC.T 20/2X26/3X20/2 | I6 | MULTIPRESS MPL - CUPHIN | 23.88 | 0 | 12 | 4 | 48 | 74122000 | 512014MPLC 00012 | 512014MPLC 00048
512015MPLC | PIPES AND FITTINGS | PRESS FITTINGS | MPLC5720 RAC.T 32/3X16/2X32/3 | I6 | MULTIPRESS MPL - CUPHIN | 33.62 | 0.254 | 8 | 4 | 32 | 74122000 | 512015MPLC 00008 | 512015MPLC 00032
512016MPLC | PIPES AND FITTINGS | PRESS FITTINGS | MPLC5720 RAC.T 32/3X20/2X32/3 | I6 | MULTIPRESS MPL - CUPHIN | 37.13 | 0.2539 | 8 | 4 | 32 | 74122000 | 512016MPLC 00008 | 512016MPLC 00032
512018MPLC | PIPES AND FITTINGS | PRESS FITTINGS | MPLC5720 RAC.T 32/3X26/3X32/3 | I6 | MULTIPRESS MPL - CUPHIN | 39.3 | 0.3124 | 8 | 4 | 32 | 74122000 | 512018MPLC 00008 | 512018MPLC 00032
512020MPLC | PIPES AND FITTINGS | PRESS FITTINGS | MPLC5720 RAC.T 3 X 32/3 | I6 | MULTIPRESS MPL - CUPHIN | 40.89 | 0.256 | 8 | 4 | 32 | 74122000 | 512020MPLC 00008 | 512020MPLC 00032
512022MPLC | PIPES AND FITTINGS | PRESS FITTINGS | MPLC5722 RAC.T 16/2X1/2FX16/2 | I6 | MULTIPRESS MPL - CUPHIN | 12.57 | 0.105 | 20 | 4 | 80 | 74122000 | 512022MPLC 00020 | 512022MPLC 00080
512023MPLC | PIPES AND FITTINGS | PRESS FITTINGS | MPLC5722 RAC.T 20/2X3/4FX20/2 | I6 | MULTIPRESS MPL - CUPHIN | 18.75 | 0.132 | 16 | 4 | 64 | 74122000 | 512023MPLC 00016 | 512023MPLC 00064
512027MPLC | PIPES AND FITTINGS | PRESS FITTINGS | MPLC5722 RAC.T 20/2X1/2FX20/2 | I6 | MULTIPRESS MPL - CUPHIN | 14.69 | 0 | 16 | 4 | 64 | 74122000 | 512027MPLC 00016 | 512027MPLC 00064
512032MPLC | PIPES AND FITTINGS | PRESS FITTINGS | MPLC5721 RAC.T 20/2X3/4MX20/2 | I6 | MULTIPRESS MPL - CUPHIN | 18.54 | 0.1395 | 16 | 4 | 64 | 74122000 | 512032MPLC 00016 | 512032MPLC 00064
512042MPLC | PIPES AND FITTINGS | PRESS FITTINGS | MPLC 5722 RAC.T 26/3X3/4FX26/3 | I6 | MULTIPRESS MPL - CUPHIN | 19.32 | 0.174 | 10 | 4 | 40 | 74122000 | 512042MPLC 00010 | 512042MPLC 00040
512043MPLC | PIPES AND FITTINGS | PRESS FITTINGS | MPLC5722 RAC.T 32/3X3/4FX32/3 | I6 | MULTIPRESS MPL - CUPHIN | 31.76 | 0.298 | 10 | 4 | 40 | 74122000 | 512043MPLC 00010 | 512043MPLC 00040
512046MPLC | PIPES AND FITTINGS | PRESS FITTINGS | MPLC5722 RAC.T 26/3X1/2FX26/3 | I6 | MULTIPRESS MPL - CUPHIN | 19.92 | 0 | 12 | 4 | 48 | 74122000 | 512046MPLC 00012 | 512046MPLC 00048
512048MPLC | PIPES AND FITTINGS | PRESS FITTINGS | MPLC5720 RAC.T 26/3X26/3X16/2 | I6 | MULTIPRESS MPL - CUPHIN | 23.93 | 0 | 12 | 4 | 48 | 74122000 | 512048MPLC 00012 | 512048MPLC 00048
513001CMPLC | PIPES AND FITTINGS | PRESS FITTINGS | MPLC 5760C R.MUR.1/2FX16/2 H40 | I6 | MULTIPRESS MPL - CUPHIN | 13.75 | 0.247 | 15 | 4 | 60 | 74122000 | 513001CMPLC 00015 | 513001CMPLC 00060
513002CMPLC | PIPES AND FITTINGS | PRESS FITTINGS | MPLC5760C RAC.MUR1/2FX20/2 H40 | I6 | MULTIPRESS MPL - CUPHIN | 14.03 | 0 | 15 | 4 | 60 | 74122000 | 513002CMPLC 00015 | 513002CMPLC 00060
513024CMPLC | PIPES AND FITTINGS | PRESS FITTINGS | MPLC5761C KIT MUR+STAF1/2X16/2 | I6 | MULTIPRESS MPL - CUPHIN | 35.17 | 0 | 15 | 0 | 15 | 74122000 | 513024CMPLC 00015 | 513024CMPLC 00015
513025CMPLC | PIPES AND FITTINGS | PRESS FITTINGS | MPLC5761C KIT MUR+STAF1/2X20/2 | I6 | MULTIPRESS MPL - CUPHIN | 35.73 | 0 | 15 | 0 | 15 | 74122000 | 513025CMPLC 00015 | 513025CMPLC 00015
500304 | PIPES AND FITTINGS | PRESS FITTINGS | PT 5610 BOX MURALE PRESSFIT 16 | IA | PRESSFITT | 10.98 | 0.23 | 8 | 12 | 96 | 74122000 | 500304 00008 | 500304 00096
500306 | PIPES AND FITTINGS | PRESS FITTINGS | PT 5610 BOX MURALE PRESSFIT 20 | IA | PRESSFITT | 11.35 | 0.238 | 8 | 12 | 96 | 74122000 | 500306 00008 | 500306 00096
510001 | PIPES AND FITTINGS | PRESS FITTINGS | PT 5608 RAC.DIR. 1/2M X 16/2 | IA | PRESSFITT | 4.528 | 0.062 | 220 | 0 | 220 | 74122000 | 510001 00220 | 510001 00220
510002 | PIPES AND FITTINGS | PRESS FITTINGS | PT 5608 RAC.DIR. 1/2M X 20/2 | IA | PRESSFITT | 5.11 | 0.074 | 200 | 0 | 200 | 74122000 | 510002 00200 | 510002 00200
510003 | PIPES AND FITTINGS | PRESS FITTINGS | PT 5608 RAC.DIR. 3/4M X 20/2 | IA | PRESSFITT | 6.18 | 0.1 | 170 | 0 | 170 | 74122000 | 510003 00170 | 510003 00170
510004 | PIPES AND FITTINGS | PRESS FITTINGS | PT 5608 RAC.DIR. 3/4M X 26/3 | IA | PRESSFITT | 7.44 | 0.111 | 130 | 0 | 130 | 74122000 | 510004 00130 | 510004 00130
510005 | PIPES AND FITTINGS | PRESS FITTINGS | PT 5700 RAC.DIR. 16/2 X 16/2 | IA | PRESSFITT | 5.32 | 0.055 | 220 | 0 | 220 | 74122000 | 510005 00220 | 510005 00220
510006 | PIPES AND FITTINGS | PRESS FITTINGS | PT 5700 RAC.DIR 20/2 X 20/2 | IA | PRESSFITT | 6.73 | 0.087 | 150 | 0 | 150 | 74122000 | 510006 00150 | 510006 00150
510007 | PIPES AND FITTINGS | PRESS FITTINGS | PT 5700 RAC.DIR. 26/3 X 26/3 | IA | PRESSFITT | 9.32 | 0.115 | 120 | 0 | 120 | 74122000 | 510007 00120 | 510007 00120
510008 | PIPES AND FITTINGS | PRESS FITTINGS | PT 5700 RAC.DIR. 20/2 X 16/2 | IA | PRESSFITT | 6.33 | 0.074 | 170 | 0 | 170 | 74122000 | 510008 00170 | 510008 00170
510009 | PIPES AND FITTINGS | PRESS FITTINGS | PT 5700 RAC.DIR. 26/3 X 16/2 | IA | PRESSFITT | 8.12 | 0.093 | 150 | 0 | 150 | 74122000 | 510009 00150 | 510009 00150
510010 | PIPES AND FITTINGS | PRESS FITTINGS | PT 5700 RAC.DIR. 26/3 X 20/2 | IA | PRESSFITT | 8.5 | 0.105 | 150 | 0 | 150 | 74122000 | 510010 00150 | 510010 00150
510011 | PIPES AND FITTINGS | PRESS FITTINGS | PT 5613 RAC.DIR. 1/2F X 16/2 | IA | PRESSFITT | 4.804 | 0.07 | 220 | 0 | 220 | 74122000 | 510011 00220 | 510011 00220
510012 | PIPES AND FITTINGS | PRESS FITTINGS | PT 5613 RAC.DIR. 1/2F X 20/2 | IA | PRESSFITT | 5.26 | 0.08 | 150 | 0 | 150 | 74122000 | 510012 00150 | 510012 00150
510013 | PIPES AND FITTINGS | PRESS FITTINGS | PT 5613 RAC.DIR. 3/4F X 20/2 | IA | PRESSFITT | 6.24 | 0.112 | 140 | 0 | 140 | 74122000 | 510013 00140 | 510013 00140
510014 | PIPES AND FITTINGS | PRESS FITTINGS | PT 5613 RAC.DIR. 3/4F X 26/3 | IA | PRESSFITT | 7.71 | 0.12 | 140 | 0 | 140 | 74122000 | 510014 00140 | 510014 00140
510017 | PIPES AND FITTINGS | PRESS FITTINGS | PT 5705 RAC.DIR. EK X 16/2 | IA | PRESSFITT | 6.24 | 0.085 | 250 | 0 | 250 | 74122000 | 510017 00250 | 510017 00250
510018 | PIPES AND FITTINGS | PRESS FITTINGS | PT 5705 RAC.DIR. EK X 20/2 | IA | PRESSFITT | 6.73 | 0.105 | 230 | 0 | 230 | 74122000 | 510018 00230 | 510018 00230
510019 | PIPES AND FITTINGS | PRESS FITTINGS | PT 5700 RAC.DIR. 32/3 X 26/3 | IA | PRESSFITT | 12.05 | 0.161 | 100 | 0 | 100 | 74122000 | 510019 00100 | 510019 00100
510020 | PIPES AND FITTINGS | PRESS FITTINGS | PT 5700 RAC.DIR. 32/3 X 32/3 | IA | PRESSFITT | 12.69 | 0.176 | 80 | 0 | 80 | 74122000 | 510020 00080 | 510020 00080
510021 | PIPES AND FITTINGS | PRESS FITTINGS | PT 5608 RAC.DIR. 1"M X 32/3 | IA | PRESSFITT | 10.89 | 0.173 | 100 | 0 | 100 | 74122000 | 510021 00100 | 510021 00100
510022 | PIPES AND FITTINGS | PRESS FITTINGS | PT 5613 RAC.DIR. 1"F X 32/3 | IA | PRESSFITT | 10.75 | 0.18 | 90 | 0 | 90 | 74122000 | 510022 00090 | 510022 00090
510023 | PIPES AND FITTINGS | PRESS FITTINGS | PT 5700 RAC.DIR. 32/3 X 20/2 | IA | PRESSFITT | 11.31 | 0.155 | 100 | 0 | 100 | 74122000 | 510023 00100 | 510023 00100
510024 | PIPES AND FITTINGS | PRESS FITTINGS | PT 5700 RAC.DIR. 32/3 X 16/2 | IA | PRESSFITT | 11.16 | 0.151 | 120 | 0 | 120 | 74122000 | 510024 00120 | 510024 00120
510038 | PIPES AND FITTINGS | PRESS FITTINGS | PT 5700 RAC.DIR. 18/2 X 18/2 | IA | PRESSFITT | 6.73 | 0.073 | 200 | 0 | 200 | 74122000 | 510038 00200 | 510038 00200
510039 | PIPES AND FITTINGS | PRESS FITTINGS | PT 5700 RAC.DIR. 20/2 X 18/2 | IA | PRESSFITT | 6.73 | 0.081 | 170 | 0 | 170 | 74122000 | 510039 00170 | 510039 00170
510040 | PIPES AND FITTINGS | PRESS FITTINGS | PT 5700 RAC.DIR. 18/2 X 16/2 | IA | PRESSFITT | 6.33 | 0.07 | 170 | 0 | 170 | 74122000 | 510040 00170 | 510040 00170
510041 | PIPES AND FITTINGS | PRESS FITTINGS | PT 5700 RAC.DIR. 26/3 X 18/2 | IA | PRESSFITT | 8.5 | 0.098 | 150 | 0 | 150 | 74122000 | 510041 00150 | 510041 00150
510042 | PIPES AND FITTINGS | PRESS FITTINGS | PT 5608 RAC.DIR. 1/2M X 18/2 | IA | PRESSFITT | 5.11 | 0.066 | 200 | 0 | 200 | 74122000 | 510042 00200 | 510042 00200
510043 | PIPES AND FITTINGS | PRESS FITTINGS | PT 5608 RAC.DIR. 3/4M X 18/2 | IA | PRESSFITT | 6.18 | 0.094 | 170 | 0 | 170 | 74122000 | 510043 00170 | 510043 00170
510044 | PIPES AND FITTINGS | PRESS FITTINGS | PT 5608 RAC.DIR. 1"M X 26/3 | IA | PRESSFITT | 10.24 | 0.173 | 100 | 0 | 100 | 74122000 | 510044 00100 | 510044 00100
510046 | PIPES AND FITTINGS | PRESS FITTINGS | PT 5613 RAC.DIR. 3/4F X 18/2 | IA | PRESSFITT | 6.24 | 0.1 | 150 | 0 | 150 | 74122000 | 510046 00150 | 510046 00150
510047 | PIPES AND FITTINGS | PRESS FITTINGS | PT 5613 RAC.DIR. 1"F X 26/3 | IA | PRESSFITT | 10.38 | 0.181 | 100 | 0 | 100 | 74122000 | 510047 00100 | 510047 00100
510048 | PIPES AND FITTINGS | PRESS FITTINGS | PT 5609 RAC.DIR. 1/2MX16/2 OR | IA | PRESSFITT | 5.11 | 0.06 | 250 | 0 | 250 | 74122000 | 510048 00250 | 510048 00250
510050 | PIPES AND FITTINGS | PRESS FITTINGS | PT 5609 RAC.DIR. 1/2MX20/2 OR | IA | PRESSFITT | 5.45 | 0.071 | 220 | 0 | 220 | 74122000 | 510050 00220 | 510050 00220
510062 | PIPES AND FITTINGS | PRESS FITTINGS | PTM 5780 RAC.MUR.DOP.1/2FX16/2 | IA | PRESSFITT | 25.06 | 0.39 | 35 | 0 | 35 | 74122000 | 510062 00035 | 510062 00035
510064 | PIPES AND FITTINGS | PRESS FITTINGS | PTM 5780 RAC.MUR.DOP.1/2FX20/2 | IA | PRESSFITT | 25.74 | 0.389 | 35 | 0 | 35 | 74122000 | 510064 00035 | 510064 00035
510065 | PIPES AND FITTINGS | PRESS FITTINGS | PT 5702 RAC. SALD. D.15 X 16/2 | IA | PRESSFITT | 10.05 | 0.073 | 200 | 0 | 200 | 74122000 | 510065 00200 | 510065 00200
510066 | PIPES AND FITTINGS | PRESS FITTINGS | PT 5702 RAC. SALD. D.18 X 20/2 | IA | PRESSFITT | 11.53 | 0.098 | 200 | 0 | 200 | 74122000 | 510066 00200 | 510066 00200
510067 | PIPES AND FITTINGS | PRESS FITTINGS | PT 5702 RAC. SALD. D.22 X 26/3 | IA | PRESSFITT | 16.1 | 0.166 | 100 | 0 | 100 | 74122000 | 510067 00100 | 510067 00100
510068 | PIPES AND FITTINGS | PRESS FITTINGS | PT 5702 RAC. SALD. D.28 X 32/3 | IA | PRESSFITT | 18.87 | 0.213 | 75 | 0 | 75 | 74122000 | 510068 00075 | 510068 00075
510071 | PIPES AND FITTINGS | PRESS FITTINGS | PT 5701 TAPPO PRESSFITT 16/2 | IA | PRESSFITT | 3.88 | 0.036 | 250 | 0 | 250 | 74122000 | 510071 00250 | 510071 00250
510073 | PIPES AND FITTINGS | PRESS FITTINGS | PT 5701 TAPPO PRESSFITT 20/2 | IA | PRESSFITT | 4.983 | 0.061 | 220 | 0 | 220 | 74122000 | 510073 00220 | 510073 00220
510074 | PIPES AND FITTINGS | PRESS FITTINGS | PT 5701 TAPPO PRESSFITT 26/3 | IA | PRESSFITT | 6.83 | 0.0865 | 130 | 0 | 130 | 74122000 | 510074 00130 | 510074 00130
510075 | PIPES AND FITTINGS | PRESS FITTINGS | PT 5701 TAPPO PRESSFITT 32/3 | IA | PRESSFITT | 9.97 | 0.136 | 120 | 0 | 120 | 74122000 | 510075 00120 | 510075 00120
510076 | PIPES AND FITTINGS | PRESS FITTINGS | PT 5703 BOC.3/4FX16/2 PRESFITT | IA | PRESSFITT | 5.08 | 0.063 | 250 | 0 | 250 | 74122000 | 510076 00250 | 510076 00250
510078 | PIPES AND FITTINGS | PRESS FITTINGS | PT 5703 BOC.3/4FX20/2 PRESFITT | IA | PRESSFITT | 5.54 | 0.074 | 240 | 0 | 240 | 74122000 | 510078 00240 | 510078 00240
510079 | PIPES AND FITTINGS | PRESS FITTINGS | PT 5703 BOC.1"FX26/3 PRESFITT | IA | PRESSFITT | 10.05 | 0.129 | 120 | 0 | 120 | 74122000 | 510079 00120 | 510079 00120
510080 | PIPES AND FITTINGS | PRESS FITTINGS | PT 5703 BOC.1"1/4FX32/3 PRESFI | IA | PRESSFITT | 13.61 | 0.198 | 80 | 0 | 80 | 74122000 | 510080 00080 | 510080 00080
510084 | PIPES AND FITTINGS | PRESS FITTINGS | PT 5608 RAC.DIR. 3/8M X 16/2 | IA | PRESSFITT | 4.528 | 0.048 | 250 | 0 | 250 | 74122000 | 510084 00250 | 510084 00250
510085 | PIPES AND FITTINGS | PRESS FITTINGS | PT 5703 BOC.1/2FX16/2 PRESFITT | IA | PRESSFITT | 4.648 | 0.059 | 250 | 0 | 250 | 74122000 | 510085 00250 | 510085 00250
510087 | PIPES AND FITTINGS | PRESS FITTINGS | PT 5703 BOC.1/2FX20/2 PRESFITT | IA | PRESSFITT | 5.11 | 0.071 | 250 | 0 | 250 | 74122000 | 510087 00250 | 510087 00250
510088 | PIPES AND FITTINGS | PRESS FITTINGS | PT 5703 BOC.3/4FX26/3 PRESFITT | IA | PRESSFITT | 9.83 | 0.097 | 150 | 0 | 150 | 74122000 | 510088 00150 | 510088 00150
510089 | PIPES AND FITTINGS | PRESS FITTINGS | PT 5703 BOC. 1"FX32/3 PRESFITT | IA | PRESSFITT | 11.98 | 0.15 | 100 | 0 | 100 | 74122000 | 510089 00100 | 510089 00100
510090 | PIPES AND FITTINGS | PRESS FITTINGS | PT 5702 RAC. SALD. D.15 X 20/2 | IA | PRESSFITT | 10.7 | 0.084 | 200 | 0 | 200 | 74122000 | 510090 00200 | 510090 00200
510091 | PIPES AND FITTINGS | PRESS FITTINGS | PT 5702 RAC. SALD. D.22 X 20/2 | IA | PRESSFITT | 14.17 | 0.12 | 150 | 0 | 150 | 74122000 | 510091 00150 | 510091 00150
510099 | PIPES AND FITTINGS | PRESS FITTINGS | PT 5704 RACCORDO 45° 26 X 26 | IA | PRESSFITT | 15.85 | 0.205 | 90 | 0 | 90 | 74122000 | 510099 00090 | 510099 00090
510100 | PIPES AND FITTINGS | PRESS FITTINGS | PT 5704 RACCORDO 45° 32 X 32 | IA | PRESSFITT | 17.54 | 0.23 | 70 | 0 | 70 | 74122000 | 510100 00070 | 510100 00070
510105 | PIPES AND FITTINGS | PRESS FITTINGS | PT 5608 RAC.DIR. 3/4M X 16/2 | IA | PRESSFITT | 5.74 | 0.087 | 170 | 0 | 170 | 74122000 | 510105 00170 | 510105 00170
510106 | PIPES AND FITTINGS | PRESS FITTINGS | PT 5608 RAC.DIR. 1"1/4M X 32/3 | IA | PRESSFITT | 25.58 | 0.355 | 60 | 0 | 60 | 74122000 | 510106 00060 | 510106 00060
510201 | PIPES AND FITTINGS | PRESS FITTINGS | RAC.DIR.PT PEX 2X17 | IA | PRESSFITT | 7.45 | 0.059 | 40 | 8 | 320 | 74122000 | 510201 00040 | 510201 00320
511001 | PIPES AND FITTINGS | PRESS FITTINGS | PT 5711 RAC.L 1/2M X 16/2 | IA | PRESSFITT | 5.9 | 0.077 | 180 | 0 | 180 | 74122000 | 511001 00180 | 511001 00180
511002 | PIPES AND FITTINGS | PRESS FITTINGS | PT 5711 RAC.L 1/2M X 20/2 | IA | PRESSFITT | 6.97 | 0.091 | 150 | 0 | 150 | 74122000 | 511002 00150 | 511002 00150
511003 | PIPES AND FITTINGS | PRESS FITTINGS | PT 5711 RAC.L 3/4M X 20/2 | IA | PRESSFITT | 7.88 | 0.125 | 150 | 0 | 150 | 74122000 | 511003 00150 | 511003 00150
511004 | PIPES AND FITTINGS | PRESS FITTINGS | PT 5711 RAC.L 3/4M X 26/3 | IA | PRESSFITT | 10.15 | 0.165 | 100 | 0 | 100 | 74122000 | 511004 00100 | 511004 00100
511005 | PIPES AND FITTINGS | PRESS FITTINGS | PT 5712 RAC.L 1/2F X 16/2 | IA | PRESSFITT | 5.57 | 0.086 | 200 | 0 | 200 | 74122000 | 511005 00200 | 511005 00200
511006 | PIPES AND FITTINGS | PRESS FITTINGS | PT 5712 RAC.L 1/2F X 20/2 | IA | PRESSFITT | 6.97 | 0.096 | 150 | 0 | 150 | 74122000 | 511006 00150 | 511006 00150
511007 | PIPES AND FITTINGS | PRESS FITTINGS | PT 5712 RAC.L 3/4F X 20/2 | IA | PRESSFITT | 7.53 | 0.113 | 150 | 0 | 150 | 74122000 | 511007 00150 | 511007 00150
511008 | PIPES AND FITTINGS | PRESS FITTINGS | PT 5712 RAC.L 3/4F X 26/3 | IA | PRESSFITT | 9.45 | 0.143 | 100 | 0 | 100 | 74122000 | 511008 00100 | 511008 00100
511009 | PIPES AND FITTINGS | PRESS FITTINGS | PT 5710 RAC.L 2 X 16/2 | IA | PRESSFITT | 6.51 | 0.081 | 180 | 0 | 180 | 74122000 | 511009 00180 | 511009 00180
511010 | PIPES AND FITTINGS | PRESS FITTINGS | PT 5710 RAC.L 2 X 20/2 | IA | PRESSFITT | 7.98 | 0.11 | 150 | 0 | 150 | 74122000 | 511010 00150 | 511010 00150
511011 | PIPES AND FITTINGS | PRESS FITTINGS | PT 5710 RAC.L 2 X 26/3 | IA | PRESSFITT | 12.81 | 0.185 | 80 | 0 | 80 | 74122000 | 511011 00080 | 511011 00080
511012 | PIPES AND FITTINGS | PRESS FITTINGS | PT 5710 RAC.L 2 X 32/3 | IA | PRESSFITT | 17.67 | 0.29 | 50 | 0 | 50 | 74122000 | 511012 00050 | 511012 00050
511013 | PIPES AND FITTINGS | PRESS FITTINGS | PT 5711 RAC.L 1"M X 32/3 | IA | PRESSFITT | 16.1 | 0.248 | 50 | 0 | 50 | 74122000 | 511013 00050 | 511013 00050
511014 | PIPES AND FITTINGS | PRESS FITTINGS | PT 5712 RAC.L 1"F X 32/3 | IA | PRESSFITT | 15.85 | 0.244 | 70 | 0 | 70 | 74122000 | 511014 00070 | 511014 00070
511015 | PIPES AND FITTINGS | PRESS FITTINGS | PT 5715 R.L T/C D-15X165 X16/2 | IA | PRESSFITT | 13.45 | 0.11 | 100 | 0 | 100 | 74122000 | 511015 00100 | 511015 00100
511016 | PIPES AND FITTINGS | PRESS FITTINGS | PT 5715 R.L T/C D-15X350 X16/2 | IA | PRESSFITT | 19.32 | 0.187 | 60 | 0 | 60 | 74122000 | 511016 00060 | 511016 00060
511017 | PIPES AND FITTINGS | PRESS FITTINGS | PT 5715 R.L T/C D-15X1100X16/2 | IA | PRESSFITT | 52.55 | 0.451 | 50 | 0 | 50 | 74122000 | 511017 00050 | 511017 00050
511018 | PIPES AND FITTINGS | PRESS FITTINGS | PT 5710 RAC.L 2 X 18/2 | IA | PRESSFITT | 7.98 | 0.102 | 150 | 0 | 150 | 74122000 | 511018 00150 | 511018 00150
511019 | PIPES AND FITTINGS | PRESS FITTINGS | PT 5712 RAC.L 1/2F X 18/2 | IA | PRESSFITT | 6.97 | 0.092 | 150 | 0 | 150 | 74122000 | 511019 00150 | 511019 00150
511021 | PIPES AND FITTINGS | PRESS FITTINGS | PT 5711 RAC.L 1/2M X 18/2 | IA | PRESSFITT | 6.97 | 0.087 | 180 | 0 | 180 | 74122000 | 511021 00180 | 511021 00180
511022 | PIPES AND FITTINGS | PRESS FITTINGS | PT 5715 R.L T/C D-15X170 X18/2 | IA | PRESSFITT | 16.95 | 0.14 | 80 | 0 | 80 | 74122000 | 511022 00080 | 511022 00080
511023 | PIPES AND FITTINGS | PRESS FITTINGS | PT 5715 R.L T/C D-15X350 X18/2 | IA | PRESSFITT | 23.73 | 0.207 | 40 | 0 | 40 | 74122000 | 511023 00040 | 511023 00040
511025 | PIPES AND FITTINGS | PRESS FITTINGS | PT 5715 R.L T/C D-15X170 X20/2 | IA | PRESSFITT | 16.95 | 0.145 | 80 | 0 | 80 | 74122000 | 511025 00080 | 511025 00080
511028 | PIPES AND FITTINGS | PRESS FITTINGS | PT 5713 RAC.L 1"M GIR. X 26/3 | IA | PRESSFITT | 13.9 | 0.189 | 80 | 0 | 80 | 74122000 | 511028 00080 | 511028 00080
512001 | PIPES AND FITTINGS | PRESS FITTINGS | PT 5720 RAC.T 3 X 16/2 | IA | PRESSFITT | 8.99 | 0.12 | 110 | 0 | 110 | 74122000 | 512001 00110 | 512001 00110
512002 | PIPES AND FITTINGS | PRESS FITTINGS | PT 5720 RAC.T 3 X 20/2 | IA | PRESSFITT | 11.62 | 0.159 | 75 | 0 | 75 | 74122000 | 512002 00075 | 512002 00075
512003 | PIPES AND FITTINGS | PRESS FITTINGS | PT 5720 RAC.T 3 X 26/3 | IA | PRESSFITT | 18.27 | 0.268 | 50 | 0 | 50 | 74122000 | 512003 00050 | 512003 00050
512004 | PIPES AND FITTINGS | PRESS FITTINGS | PT 5720 RAC.T 20/2X16/2X20/2 | IA | PRESSFITT | 11.02 | 0.145 | 100 | 0 | 100 | 74122000 | 512004 00100 | 512004 00100
512005 | PIPES AND FITTINGS | PRESS FITTINGS | PT 5720 RAC.T 26/3X16/2X26/3 | IA | PRESSFITT | 17.5 | 0.26 | 50 | 0 | 50 | 74122000 | 512005 00050 | 512005 00050
512006 | PIPES AND FITTINGS | PRESS FITTINGS | PT 5720 RAC.T 26/3X20/2X26/3 | IA | PRESSFITT | 17.76 | 0.264 | 50 | 0 | 50 | 74122000 | 512006 00050 | 512006 00050
512007 | PIPES AND FITTINGS | PRESS FITTINGS | PT 5720 RAC.T 20/2X20/2X16/2 | IA | PRESSFITT | 11.02 | 0.151 | 100 | 0 | 100 | 74122000 | 512007 00100 | 512007 00100
512008 | PIPES AND FITTINGS | PRESS FITTINGS | PT 5720 RAC.T 26/3X26/3X20/2 | IA | PRESSFITT | 17.76 | 0.267 | 50 | 0 | 50 | 74122000 | 512008 00050 | 512008 00050
512009 | PIPES AND FITTINGS | PRESS FITTINGS | PT 5720 RAC.T 20/2X16/2X16/2 | IA | PRESSFITT | 11.16 | 0.135 | 100 | 0 | 100 | 74122000 | 512009 00100 | 512009 00100
512010 | PIPES AND FITTINGS | PRESS FITTINGS | PT 5720 RAC.T 26/3X16/2X20/2 | IA | PRESSFITT | 16.84 | 0.255 | 60 | 0 | 60 | 74122000 | 512010 00060 | 512010 00060
512011 | PIPES AND FITTINGS | PRESS FITTINGS | PT 5720 RAC.T 26/3X20/2X16/2 | IA | PRESSFITT | 16.84 | 0.259 | 60 | 0 | 60 | 74122000 | 512011 00060 | 512011 00060
512012 | PIPES AND FITTINGS | PRESS FITTINGS | PT 5720 RAC.T 26/3X20/2X20/2 | IA | PRESSFITT | 16.94 | 0.255 | 60 | 0 | 60 | 74122000 | 512012 00060 | 512012 00060
512013 | PIPES AND FITTINGS | PRESS FITTINGS | PT 5720 RAC.T 16/2X20/2X16/2 | IA | PRESSFITT | 11.16 | 0.15 | 100 | 0 | 100 | 74122000 | 512013 00100 | 512013 00100
512014 | PIPES AND FITTINGS | PRESS FITTINGS | PT 5720 RAC.T 20/2X26/3X20/2 | IA | PRESSFITT | 16.94 | 0.267 | 60 | 0 | 60 | 74122000 | 512014 00060 | 512014 00060
512015 | PIPES AND FITTINGS | PRESS FITTINGS | PT 5720 RAC.T 32/3X16/2X32/3 | IA | PRESSFITT | 26.95 | 0.406 | 40 | 0 | 40 | 74122000 | 512015 00040 | 512015 00040
512016 | PIPES AND FITTINGS | PRESS FITTINGS | PT 5720 RAC.T 32/3X20/2X32/3 | IA | PRESSFITT | 27.14 | 0.416 | 40 | 0 | 40 | 74122000 | 512016 00040 | 512016 00040
512017 | PIPES AND FITTINGS | PRESS FITTINGS | PT 5720 RAC.T 32/3X26/3X26/3 | IA | PRESSFITT | 27.58 | 0.415 | 40 | 0 | 40 | 74122000 | 512017 00040 | 512017 00040
512018 | PIPES AND FITTINGS | PRESS FITTINGS | PT 5720 RAC.T 32/3X26/3X32/3 | IA | PRESSFITT | 27.64 | 0.415 | 30 | 0 | 30 | 74122000 | 512018 00030 | 512018 00030
512019 | PIPES AND FITTINGS | PRESS FITTINGS | PT 5720 RAC.T 26/3X32/3X26/3 | IA | PRESSFITT | 27.58 | 0.42 | 40 | 0 | 40 | 74122000 | 512019 00040 | 512019 00040
512020 | PIPES AND FITTINGS | PRESS FITTINGS | PT 5720 RAC.T 3X32/3 | IA | PRESSFITT | 27.99 | 0.415 | 30 | 0 | 30 | 74122000 | 512020 00030 | 512020 00030
512021 | PIPES AND FITTINGS | PRESS FITTINGS | PT 5720 RAC.T 32/3X20/2X20/2 | IA | PRESSFITT | 26.52 | 0.415 | 40 | 0 | 40 | 74122000 | 512021 00040 | 512021 00040
512022 | PIPES AND FITTINGS | PRESS FITTINGS | PT 5722 RAC.T 16/2X1/2FX16/2 | IA | PRESSFITT | 8.41 | 0.112 | 125 | 0 | 125 | 74122000 | 512022 00125 | 512022 00125
512023 | PIPES AND FITTINGS | PRESS FITTINGS | PT 5722 RAC.T 20/2X3/4FX20/2 | IA | PRESSFITT | 12.5 | 0.163 | 100 | 0 | 100 | 74122000 | 512023 00100 | 512023 00100
512024 | PIPES AND FITTINGS | PRESS FITTINGS | PT 5720 RAC.T 32/3X26/3X20/2 | IA | PRESSFITT | 26.98 | 0.417 | 40 | 0 | 40 | 74122000 | 512024 00040 | 512024 00040
512027 | PIPES AND FITTINGS | PRESS FITTINGS | PT 5722 RAC.T 20/2X1/2FX20/2 | IA | PRESSFITT | 9.92 | 0.142 | 100 | 0 | 100 | 74122000 | 512027 00100 | 512027 00100
512029 | PIPES AND FITTINGS | PRESS FITTINGS | PT 5721 RAC.T 16/2X1/2MX16/2 | IA | PRESSFITT | 10.24 | 0.144 | 120 | 0 | 120 | 74122000 | 512029 00120 | 512029 00120
512030 | PIPES AND FITTINGS | PRESS FITTINGS | PT 5721 RAC.T 20/2X1/2MX20/2 | IA | PRESSFITT | 10.89 | 0.158 | 100 | 0 | 100 | 74122000 | 512030 00100 | 512030 00100
512032 | PIPES AND FITTINGS | PRESS FITTINGS | PT 5721 RAC.T 20/2X3/4MX20/2 | IA | PRESSFITT | 11.16 | 0.164 | 100 | 0 | 100 | 74122000 | 512032 00100 | 512032 00100
512042 | PIPES AND FITTINGS | PRESS FITTINGS | PT 5722 RAC.T 26/3X3/4FX26/3 | IA | PRESSFITT | 15.5 | 0.177 | 70 | 0 | 70 | 74122000 | 512042 00070 | 512042 00070
512043 | PIPES AND FITTINGS | PRESS FITTINGS | PT 5722 RAC.T 32/3X3/4FX32/3 | IA | PRESSFITT | 23.66 | 0.395 | 40 | 0 | 40 | 74122000 | 512043 00040 | 512043 00040
512044 | PIPES AND FITTINGS | PRESS FITTINGS | PT 5722 RAC.T 32/3X1"FX32/3 | IA | PRESSFITT | 24.13 | 0.331 | 40 | 0 | 40 | 74122000 | 512044 00040 | 512044 00040
512046 | PIPES AND FITTINGS | PRESS FITTINGS | PT 5722 RAC.T 26/3X1/2FX26/3 | IA | PRESSFITT | 15.04 | 0.212 | 70 | 0 | 70 | 74122000 | 512046 00070 | 512046 00070
512047 | PIPES AND FITTINGS | PRESS FITTINGS | PT 5722 RAC.T 26/3X1/2FX20/2 | IA | PRESSFITT | 14.35 | 0.204 | 80 | 0 | 80 | 74122000 | 512047 00080 | 512047 00080
512048 | PIPES AND FITTINGS | PRESS FITTINGS | PT 5720 RAC.T 26/3X26/3X16/2 | IA | PRESSFITT | 17.5 | 0.258 | 60 | 0 | 60 | 74122000 | 512048 00060 | 512048 00060
512050 | PIPES AND FITTINGS | PRESS FITTINGS | PT 5720 RAC.T 32/3X20/2X26/3 | IA | PRESSFITT | 26.98 | 0.413 | 40 | 0 | 40 | 74122000 | 512050 00040 | 512050 00040
512051 | PIPES AND FITTINGS | PRESS FITTINGS | PT 5720 RAC.T 20/2X32/3X20/2 | IA | PRESSFITT | 26.52 | 0.423 | 40 | 0 | 40 | 74122000 | 512051 00040 | 512051 00040
512052 | PIPES AND FITTINGS | PRESS FITTINGS | PT 5720 RAC.T 32/3X32/3X20/2 | IA | PRESSFITT | 27.14 | 0.407 | 40 | 0 | 40 | 74122000 | 512052 00040 | 512052 00040
512053 | PIPES AND FITTINGS | PRESS FITTINGS | PT 5720 RAC.T 32/3X32/3X26/3 | IA | PRESSFITT | 27.64 | 0.421 | 40 | 0 | 40 | 74122000 | 512053 00040 | 512053 00040
512054 | PIPES AND FITTINGS | PRESS FITTINGS | PT 5720 RAC.T 3 X 18/2 | IA | PRESSFITT | 11.62 | 0.145 | 80 | 0 | 80 | 74122000 | 512054 00080 | 512054 00080
512055 | PIPES AND FITTINGS | PRESS FITTINGS | PT 5720 RAC.T 18/2X16/2X18/2 | IA | PRESSFITT | 11.02 | 0.137 | 80 | 0 | 80 | 74122000 | 512055 00080 | 512055 00080
512056 | PIPES AND FITTINGS | PRESS FITTINGS | PT 5720 RAC.T 16/2X18/2X16/2 | IA | PRESSFITT | 11.16 | 0.139 | 100 | 0 | 100 | 74122000 | 512056 00100 | 512056 00100
512057 | PIPES AND FITTINGS | PRESS FITTINGS | PT 5720 RAC.T 20/2X18/2X20/2 | IA | PRESSFITT | 11.62 | 0.153 | 80 | 0 | 80 | 74122000 | 512057 00080 | 512057 00080
512058 | PIPES AND FITTINGS | PRESS FITTINGS | PT 5720 RAC.T 18/2X16/2X16/2 | IA | PRESSFITT | 11.16 | 0.131 | 100 | 0 | 100 | 74122000 | 512058 00100 | 512058 00100
512059 | PIPES AND FITTINGS | PRESS FITTINGS | PT 5720 RAC.T 26/3X18/2X26/3 | IA | PRESSFITT | 17.76 | 0.257 | 50 | 0 | 50 | 74122000 | 512059 00050 | 512059 00050
512060 | PIPES AND FITTINGS | PRESS FITTINGS | PT 5720 RAC.T 32/3X18/2X32/3 | IA | PRESSFITT | 27.14 | 0.408 | 40 | 0 | 40 | 74122000 | 512060 00040 | 512060 00040
512062 | PIPES AND FITTINGS | PRESS FITTINGS | PT 5720 RAC.T 26/3X18/2X18/2 | IA | PRESSFITT | 16.94 | 0.253 | 50 | 0 | 50 | 74122000 | 512062 00050 | 512062 00050
512064 | PIPES AND FITTINGS | PRESS FITTINGS | PT 5720 RAC.T 20/2X18/2X18/2 | IA | PRESSFITT | 11.62 | 0.147 | 80 | 0 | 80 | 74122000 | 512064 00080 | 512064 00080
512065 | PIPES AND FITTINGS | PRESS FITTINGS | PT 5722 RAC.T 18/2X1/2FX18/2 | IA | PRESSFITT | 9.92 | 0.127 | 100 | 0 | 100 | 74122000 | 512065 00100 | 512065 00100
512067 | PIPES AND FITTINGS | PRESS FITTINGS | PT 5721 RAC.T 26/3X3/4MX26/3 | IA | PRESSFITT | 24.27 | 0.379 | 50 | 0 | 50 | 74122000 | 512067 00050 | 512067 00050
512068 | PIPES AND FITTINGS | PRESS FITTINGS | PT 5720 RAC.T 32/3X32/3X16/2 | IA | PRESSFITT | 26.95 | 0.406 | 35 | 0 | 35 | 74122000 | 512068 00035 | 512068 00035
512077 | PIPES AND FITTINGS | PRESS FITTINGS | PT 5716 RAC 16XTUB.DIAM.15X16 | IA | PRESSFITT | 24.3 | 0.227 | 50 | 0 | 50 | 74122000 | 512077 00050 | 512077 00050
512079 | PIPES AND FITTINGS | PRESS FITTINGS | PT 5716 RAC 20XTUB.DIAM.15X20 | IA | PRESSFITT | 25.43 | 0.258 | 50 | 0 | 50 | 74122000 | 512079 00050 | 512079 00050
513001 | PIPES AND FITTINGS | PRESS FITTINGS | PTM 5760 RAC.MUR. 1/2F X 16/2 | IA | PRESSFITT | 7.8 | 0.125 | 100 | 0 | 100 | 74122000 | 513001 00100 | 513001 00100
513002 | PIPES AND FITTINGS | PRESS FITTINGS | PTM 5760 RAC.MUR. 1/2F X 20/2 | IA | PRESSFITT | 9.04 | 0.145 | 80 | 0 | 80 | 74122000 | 513002 00080 | 513002 00080
513003 | PIPES AND FITTINGS | PRESS FITTINGS | PTM 5760 RAC.MUR. 3/4F X 20/2 | IA | PRESSFITT | 11.81 | 0.199 | 60 | 0 | 60 | 74122000 | 513003 00060 | 513003 00060
513004 | PIPES AND FITTINGS | PRESS FITTINGS | PTM 5760 RAC.MUR. 3/4F X 26/3 | IA | PRESSFITT | 12.54 | 0.2028 | 60 | 0 | 60 | 74122000 | 513004 00060 | 513004 00060
513005 | PIPES AND FITTINGS | PRESS FITTINGS | PT 5723 RAC.T DIS. 16X1/2FX16 | IA | PRESSFITT | 14.06 | 0.194 | 80 | 0 | 80 | 74122000 | 513005 00080 | 513005 00080
513006 | PIPES AND FITTINGS | PRESS FITTINGS | PT 5723 RAC.T DIS. 18X1/2FX18 | IA | PRESSFITT | 14.62 | 0.2 | 80 | 0 | 80 | 74122000 | 513006 00080 | 513006 00080
513007 | PIPES AND FITTINGS | PRESS FITTINGS | PT 5723 RAC.T DIS. 20X1/2FX20 | IA | PRESSFITT | 14.62 | 0.208 | 70 | 0 | 70 | 74122000 | 513007 00070 | 513007 00070
513008 | PIPES AND FITTINGS | PRESS FITTINGS | PT 5725 RAC.FIN.DIS.SX 16X1/2F | IA | PRESSFITT | 12.5 | 0.176 | 100 | 0 | 100 | 74122000 | 513008 00100 | 513008 00100
513012 | PIPES AND FITTINGS | PRESS FITTINGS | PT 5725 RAC.FIN.DIS.SX 20X1/2F | IA | PRESSFITT | 12.81 | 0.182 | 80 | 0 | 80 | 74122000 | 513012 00080 | 513012 00080
513013 | PIPES AND FITTINGS | PRESS FITTINGS | PT 5724 RAC.FIN.DIS.DX 20X1/2F | IA | PRESSFITT | 12.81 | 0.182 | 80 | 0 | 80 | 74122000 | 513013 00080 | 513013 00080
513014 | PIPES AND FITTINGS | PRESS FITTINGS | PTM 5760 RAC.MUR. 1/2F X 18/2 | IA | PRESSFITT | 9.04 | 0.142 | 80 | 0 | 80 | 74122000 | 513014 00080 | 513014 00080
513024 | PIPES AND FITTINGS | PRESS FITTINGS | PT 5761 KIT MUR.+STAF.1/2X16/2 | IA | PRESSFITT | 19.78 | 0.378 | 15 | 0 | 15 | 74122000 | 513024 00015 | 513024 00015
513025 | PIPES AND FITTINGS | PRESS FITTINGS | PT 5761 KIT MUR.+STAF.1/2X20/2 | IA | PRESSFITT | 21.01 | 0.49 | 15 | 0 | 15 | 74122000 | 513025 00015 | 513025 00015
513048N | PIPES AND FITTINGS | PRESS FITTINGS | PT 5708 RAC.DIR.TR15 X 16/2 N | IA | PRESSFITT | 7.14 | 0.072 | 40 | 4 | 160 | 74122000 | 513048N 00040 | 513048N 00160
513049N | PIPES AND FITTINGS | PRESS FITTINGS | PT 5708 RAC.DIR.TR15 X 18/2 N | IA | PRESSFITT | 7.14 | 0.0768 | 40 | 8 | 320 | 74122000 | 513049N 00040 | 513049N 00320
513050N | PIPES AND FITTINGS | PRESS FITTINGS | PT 5708 RAC.DIR.TR22X20/2 N | IA | PRESSFITT | 9.59 | 0.125 | 30 | 4 | 120 | 74122000 | 513050N 00030 | 513050N 00120
513051N | PIPES AND FITTINGS | PRESS FITTINGS | PT 5708 RAC.DIR.TR22X26/3 N | IA | PRESSFITT | 11.05 | 0.13575 | 20 | 4 | 80 | 74122000 | 513051N 00020 | 513051N 00080
510027 | PIPES AND FITTINGS | PRESS FITTINGS | MP 5608 RAC.DIR. 1"1/2M X 50/4 | IB | PRESSFITT D.40 - 50 - 63 | 44.35 | 0.527 | 25 | 0 | 25 | 74122000 | 510027 00025 | 510027 00025
510028 | PIPES AND FITTINGS | PRESS FITTINGS | MP 5700 RAC.DIR. 50/4 X 50/4 | IB | PRESSFITT D.40 - 50 - 63 | 54.18 | 0.53 | 25 | 0 | 25 | 74122000 | 510028 00025 | 510028 00025
510029 | PIPES AND FITTINGS | PRESS FITTINGS | MP 5700 RAC.DIR.50/4 X 40/3,5 | IB | PRESSFITT D.40 - 50 - 63 | 54.18 | 0.4689 | 25 | 0 | 25 | 74122000 | 510029 00025 | 510029 00025
510030 | PIPES AND FITTINGS | PRESS FITTINGS | MP 5700 RAC.DIR. 40/3,5X40/3,5 | IB | PRESSFITT D.40 - 50 - 63 | 34.94 | 0.3753 | 40 | 0 | 40 | 74122000 | 510030 00040 | 510030 00040
510031 | PIPES AND FITTINGS | PRESS FITTINGS | MP 5700 RAC.DIR.32/3 X 40/3,5 | IB | PRESSFITT D.40 - 50 - 63 | 30.82 | 0.2814 | 40 | 0 | 40 | 74122000 | 510031 00040 | 510031 00040
510032 | PIPES AND FITTINGS | PRESS FITTINGS | MP 5608 RAC.DIR1"1/4M X 40/3,5 | IB | PRESSFITT D.40 - 50 - 63 | 32.13 | 0.3813 | 40 | 0 | 40 | 74122000 | 510032 00040 | 510032 00040
510033 | PIPES AND FITTINGS | PRESS FITTINGS | MP 5711 RAC.L 1"1/4M X 40/3,5 | IB | PRESSFITT D.40 - 50 - 63 | 36.35 | 0.3949 | 30 | 0 | 30 | 74122000 | 510033 00030 | 510033 00030
510034 | PIPES AND FITTINGS | PRESS FITTINGS | MP 5711 RAC.L 1"1/2M X 50/4 | IB | PRESSFITT D.40 - 50 - 63 | 57.57 | 0.58 | 15 | 0 | 15 | 74122000 | 510034 00015 | 510034 00015
510035 | PIPES AND FITTINGS | PRESS FITTINGS | MP 5710 RAC.L 2 X 40/3,5 | IB | PRESSFITT D.40 - 50 - 63 | 40.89 | 0.4594 | 20 | 0 | 20 | 74122000 | 510035 00020 | 510035 00020
510036 | PIPES AND FITTINGS | PRESS FITTINGS | MP 5710 RAC.L 2 X 50/4 | IB | PRESSFITT D.40 - 50 - 63 | 63.23 | 0.692 | 10 | 0 | 10 | 74122000 | 510036 00010 | 510036 00010
510052 | PIPES AND FITTINGS | PRESS FITTINGS | MP 5608 RAC.DIR. 2"M X 63/4,5 | IB | PRESSFITT D.40 - 50 - 63 | 80.28 | 0.8273 | 16 | 0 | 16 | 74122000 | 510052 00016 | 510052 00016
510053 | PIPES AND FITTINGS | PRESS FITTINGS | MP 5700 RAC.DIR. 2 X 63/4,5 | IB | PRESSFITT D.40 - 50 - 63 | 88.46 | 0.7856 | 15 | 0 | 15 | 74122000 | 510053 00015 | 510053 00015
510054 | PIPES AND FITTINGS | PRESS FITTINGS | MP 5700 RAC.DIR.63/4,5 X40/3,5 | IB | PRESSFITT D.40 - 50 - 63 | 86.81 | 0.6545 | 15 | 0 | 15 | 74122000 | 510054 00015 | 510054 00015
510055 | PIPES AND FITTINGS | PRESS FITTINGS | MP 5700 RAC.DIR.63/4.5 X 50/4 | IB | PRESSFITT D.40 - 50 - 63 | 86.81 | 0.6898 | 15 | 0 | 15 | 74122000 | 510055 00015 | 510055 00015
510056 | PIPES AND FITTINGS | PRESS FITTINGS | MP 5710 RAC.L 2 X 63/4,5 | IB | PRESSFITT D.40 - 50 - 63 | 94.64 | 1.1046 | 7 | 0 | 7 | 74122000 | 510056 00007 | 510056 00007
510057 | PIPES AND FITTINGS | PRESS FITTINGS | MP 5711 RAC.L 2"M X 63/4,5 | IB | PRESSFITT D.40 - 50 - 63 | 87.51 | 0.9638 | 10 | 0 | 10 | 74122000 | 510057 00010 | 510057 00010
510058 | PIPES AND FITTINGS | PRESS FITTINGS | MP 5720 RAC.T 3 X 63/4,5 | IB | PRESSFITT D.40 - 50 - 63 | 157.16 | 1.5284 | 4 | 0 | 4 | 74122000 | 510058 00004 | 510058 00004
510059 | PIPES AND FITTINGS | PRESS FITTINGS | MP 5720 RAC.T 63 X 50 X 63 | IB | PRESSFITT D.40 - 50 - 63 | 154.69 | 1.5246 | 5 | 0 | 5 | 74122000 | 510059 00005 | 510059 00005
510060 | PIPES AND FITTINGS | PRESS FITTINGS | MP 5722 RAC.T 63 X 1"F X 63 | IB | PRESSFITT D.40 - 50 - 63 | 119.81 | 1.1706 | 8 | 0 | 8 | 74122000 | 510060 00008 | 510060 00008
510061 | PIPES AND FITTINGS | PRESS FITTINGS | MP 5722 RAC.T 63X 1"1/4F X 63 | IB | PRESSFITT D.40 - 50 - 63 | 119.81 | 1.1266 | 8 | 0 | 8 | 74122000 | 510061 00008 | 510061 00008
510081 | PIPES AND FITTINGS | PRESS FITTINGS | MP 5703 BOC.1"1/2FX40 PRESFITT | IB | PRESSFITT D.40 - 50 - 63 | 43.11 | 0.395 | 40 | 0 | 40 | 74122000 | 510081 00040 | 510081 00040
510082 | PIPES AND FITTINGS | PRESS FITTINGS | MP 5703 BOC.1"3/4FX50 PRESFITT | IB | PRESSFITT D.40 - 50 - 63 | 59.71 | 0.6843 | 30 | 0 | 30 | 74122000 | 510082 00030 | 510082 00030
510083 | PIPES AND FITTINGS | PRESS FITTINGS | MP 5703 BOC.2"FX63/4,5 PRESFIT | IB | PRESSFITT D.40 - 50 - 63 | 99.06 | 0.8408 | 16 | 0 | 16 | 74122000 | 510083 00016 | 510083 00016
510098 | PIPES AND FITTINGS | PRESS FITTINGS | MP 5703 BOC.1"1/2FX50 MP | IB | PRESSFITT D.40 - 50 - 63 | 64.99 | 0.58 | 30 | 0 | 30 | 74122000 | 510098 00030 | 510098 00030
510101 | PIPES AND FITTINGS | PRESS FITTINGS | MP 5704 RACCORDO 45° 40 X 40 | IB | PRESSFITT D.40 - 50 - 63 | 63.49 | 0.7049 | 25 | 0 | 25 | 74122000 | 510101 00025 | 510101 00025
510102 | PIPES AND FITTINGS | PRESS FITTINGS | MP 5704 RACCORDO 45° 50/4X50/4 | IB | PRESSFITT D.40 - 50 - 63 | 81.44 | 0.683 | 12 | 0 | 12 | 74122000 | 510102 00012 | 510102 00012
510103 | PIPES AND FITTINGS | PRESS FITTINGS | MP 5700 RAC.DIR. 50/4 X 32/3 | IB | PRESSFITT D.40 - 50 - 63 | 41.9 | 0.3807 | 30 | 0 | 30 | 74122000 | 510103 00030 | 510103 00030
510108 | PIPES AND FITTINGS | PRESS FITTINGS | MP 5700 RAC.DIR.26/3 X 40/3,5 | IB | PRESSFITT D.40 - 50 - 63 | 30.82 | 0.2579 | 40 | 0 | 40 | 74122000 | 510108 00040 | 510108 00040
510115 | PIPES AND FITTINGS | PRESS FITTINGS | MP 5722 RAC.T 50/4X1"1/4FX50/4 | IB | PRESSFITT D.40 - 50 - 63 | 92.49 | 0.831 | 12 | 0 | 12 | 74122000 | 510115 00012 | 510115 00012
510116 | PIPES AND FITTINGS | PRESS FITTINGS | MP 5720 RAC. T 40 X 26 X 26 | IB | PRESSFITT D.40 - 50 - 63 | 58.04 | 0.4925 | 16 | 0 | 16 | 74122000 | 510116 00016 | 510116 00016
510117 | PIPES AND FITTINGS | PRESS FITTINGS | MP 5720 RAC. T 40 X 40 X 26 | IB | PRESSFITT D.40 - 50 - 63 | 62.4 | 0.5642 | 16 | 0 | 16 | 74122000 | 510117 00016 | 510117 00016
510118 | PIPES AND FITTINGS | PRESS FITTINGS | MP 5720 RAC. T 40 X 32 X 32 | IB | PRESSFITT D.40 - 50 - 63 | 58.04 | 0.5454 | 16 | 0 | 16 | 74122000 | 510118 00016 | 510118 00016
510119 | PIPES AND FITTINGS | PRESS FITTINGS | MP 5720 RAC. T 40 X 40 X 32 | IB | PRESSFITT D.40 - 50 - 63 | 62.4 | 0.5986 | 16 | 0 | 16 | 74122000 | 510119 00016 | 510119 00016
510120 | PIPES AND FITTINGS | PRESS FITTINGS | MP 5720 RAC. T 32 X 40 X 32 | IB | PRESSFITT D.40 - 50 - 63 | 58.04 | 0.5964 | 16 | 0 | 16 | 74122000 | 510120 00016 | 510120 00016
510121 | PIPES AND FITTINGS | PRESS FITTINGS | MP 5720 RAC.T 63 X 50 X 50 | IB | PRESSFITT D.40 - 50 - 63 | 144.93 | 1.4498 | 6 | 0 | 6 | 74122000 | 510121 00006 | 510121 00006
510122 | PIPES AND FITTINGS | PRESS FITTINGS | MP 5720 RAC.T 50 X 63 X 50 | IB | PRESSFITT D.40 - 50 - 63 | 144.93 | 1.5908 | 6 | 0 | 6 | 74122000 | 510122 00006 | 510122 00006
510123 | PIPES AND FITTINGS | PRESS FITTINGS | MP 5720 RAC.T 63 X 63 X 50 | IB | PRESSFITT D.40 - 50 - 63 | 154.69 | 1.4376 | 6 | 0 | 6 | 74122000 | 510123 00006 | 510123 00006
510124 | PIPES AND FITTINGS | PRESS FITTINGS | MP 5720 RAC.T 50 X 50 X 32 | IB | PRESSFITT D.40 - 50 - 63 | 96.29 | 0.8747 | 10 | 0 | 10 | 74122000 | 510124 00010 | 510124 00010
510125 | PIPES AND FITTINGS | PRESS FITTINGS | MP 5720 RAC.T 50 X 40 X 40 | IB | PRESSFITT D.40 - 50 - 63 | 96.29 | 0.8929 | 7 | 0 | 7 | 74122000 | 510125 00007 | 510125 00007
510126 | PIPES AND FITTINGS | PRESS FITTINGS | MP 5720 RAC.T 50 X 50 X 40 | IB | PRESSFITT D.40 - 50 - 63 | 98.5 | 0.9449 | 7 | 0 | 7 | 74122000 | 510126 00007 | 510126 00007
510127 | PIPES AND FITTINGS | PRESS FITTINGS | MP 5720 RAC.T 40 X 50 X 40 | IB | PRESSFITT D.40 - 50 - 63 | 96.29 | 1.009 | 7 | 0 | 7 | 74122000 | 510127 00007 | 510127 00007
510128 | PIPES AND FITTINGS | PRESS FITTINGS | MP 5700 RAC.DIR. 50 X 26 | IB | PRESSFITT D.40 - 50 - 63 | 41.9 | 0.3613 | 30 | 0 | 30 | 74122000 | 510128 00030 | 510128 00030
510129 | PIPES AND FITTINGS | PRESS FITTINGS | MP 5700 RAC. DIR. 20 X 40 | IB | PRESSFITT D.40 - 50 - 63 | 28.62 | 0.2455 | 40 | 0 | 40 | 74122000 | 510129 00040 | 510129 00040
510139 | PIPES AND FITTINGS | PRESS FITTINGS | MP 5700 RAC.DIR. 25/2,5X40/3,5 | IB | PRESSFITT D.40 - 50 - 63 | 30.82 | 0.26 | 40 | 0 | 40 | 74122000 | 510139 00040 | 510139 00040
510152 | PIPES AND FITTINGS | PRESS FITTINGS | MP 5720 RAC. T 40 X 40 X 25 | IB | PRESSFITT D.40 - 50 - 63 | 62.4 | 0.5662 | 16 | 0 | 16 | 74122000 | 510152 00016 | 510152 00016
510156 | PIPES AND FITTINGS | PRESS FITTINGS | MP 5720 RAC. T 40 X 25 X 25 | IB | PRESSFITT D.40 - 50 - 63 | 58.04 | 0.4966 | 16 | 0 | 16 | 74122000 | 510156 00016 | 510156 00016
510173 | PIPES AND FITTINGS | PRESS FITTINGS | MP 5700 RAC.DIR. 50/4 X 25/2.5 | IB | PRESSFITT D.40 - 50 - 63 | 41.9 | 0.3633 | 30 | 0 | 30 | 74122000 | 510173 00030 | 510173 00030
510175 | PIPES AND FITTINGS | PRESS FITTINGS | MP 5720 RAC.T 40/3X25/2.5X40/3 | IB | PRESSFITT D.40 - 50 - 63 | 62.4 | 0.607 | 15 | 0 | 15 | 74122000 | 510175 00015 | 510175 00015
510176 | PIPES AND FITTINGS | PRESS FITTINGS | MP 5720 RAC.T 50/4X25/2.5X50/4 | IB | PRESSFITT D.40 - 50 - 63 | 96.29 | 0.9113 | 10 | 0 | 10 | 74122000 | 510176 00010 | 510176 00010
510177 | PIPES AND FITTINGS | PRESS FITTINGS | MP 5720 RAC.T 63 X 25/2.5X 63 | IB | PRESSFITT D.40 - 50 - 63 | 106.34 | 1.1719 | 6 | 0 | 6 | 74122000 | 510177 00006 | 510177 00006
510183 | PIPES AND FITTINGS | PRESS FITTINGS | MP 5613 RAC.DIR1"1/4F X 40/3,5 | IB | PRESSFITT D.40 - 50 - 63 | 40.91 | 0.5219 | 30 | 0 | 30 | 74122000 | 510183 00030 | 510183 00030
510184 | PIPES AND FITTINGS | PRESS FITTINGS | MP 5613 RAC.DIR. 1"1/2F X 50/4 | IB | PRESSFITT D.40 - 50 - 63 | 56.6 | 0.749 | 25 | 0 | 25 | 74122000 | 510184 00025 | 510184 00025
510185 | PIPES AND FITTINGS | PRESS FITTINGS | MP 5613 RAC.DIR. 2"F X 63/4,5 | IB | PRESSFITT D.40 - 50 - 63 | 101.14 | 1.2228 | 10 | 0 | 10 | 74122000 | 510185 00010 | 510185 00010
510186 | PIPES AND FITTINGS | PRESS FITTINGS | MP 5712 RAC.L 1"1/4F X 40/3,5 | IB | PRESSFITT D.40 - 50 - 63 | 44.31 | 0.5319 | 30 | 0 | 30 | 74122000 | 510186 00030 | 510186 00030
510187 | PIPES AND FITTINGS | PRESS FITTINGS | MP 5712 RAC.L 1"1/2F X 50/4 | IB | PRESSFITT D.40 - 50 - 63 | 68.47 | 0.809 | 15 | 0 | 15 | 74122000 | 510187 00015 | 510187 00015
510188 | PIPES AND FITTINGS | PRESS FITTINGS | MP 5712 RAC.L 2"F X 63/4,5 | IB | PRESSFITT D.40 - 50 - 63 | 113.18 | 1.3528 | 10 | 0 | 10 | 74122000 | 510188 00010 | 510188 00010
511093 | PIPES AND FITTINGS | PRESS FITTINGS | MP 5704 RACCORDO 45° 63X63 | IB | PRESSFITT D.40 - 50 - 63 | 130.9 | 1.0246 | 7 | 0 | 7 | 74122000 | 511093 00007 | 511093 00007
511124 | PIPES AND FITTINGS | PRESS FITTINGS | MP 5722 RAC.T 50/4X1"1/2FX50/4 | IB | PRESSFITT D.40 - 50 - 63 | 79.62 | 0.84 | 12 | 0 | 12 | 74122000 | 511124 00012 | 511124 00012
511125 | PIPES AND FITTINGS | PRESS FITTINGS | MP 5722 RAC.T 63X 2"F X 63 | IB | PRESSFITT D.40 - 50 - 63 | 136.55 | 1.89 | 8 | 0 | 8 | 74122000 | 511125 00008 | 511125 00008
512035 | PIPES AND FITTINGS | PRESS FITTINGS | MP 5720 RAC.T 3 X 40/3,5 | IB | PRESSFITT D.40 - 50 - 63 | 62.4 | 0.6661 | 12 | 0 | 12 | 74122000 | 512035 00012 | 512035 00012
512036 | PIPES AND FITTINGS | PRESS FITTINGS | MP 5720 RAC.T 3 X 50/4 | IB | PRESSFITT D.40 - 50 - 63 | 100.26 | 0.994 | 7 | 0 | 7 | 74122000 | 512036 00007 | 512036 00007
512037 | PIPES AND FITTINGS | PRESS FITTINGS | MP 5720 RAC.T 40 X 32/3 X 40 | IB | PRESSFITT D.40 - 50 - 63 | 62.4 | 0.6256 | 14 | 0 | 14 | 74122000 | 512037 00014 | 512037 00014
512038 | PIPES AND FITTINGS | PRESS FITTINGS | MP 5720 RAC.T 50/4X40/3,5X50/4 | IB | PRESSFITT D.40 - 50 - 63 | 99.89 | 0.9709 | 7 | 0 | 7 | 74122000 | 512038 00007 | 512038 00007
512039 | PIPES AND FITTINGS | PRESS FITTINGS | MP 5720 RAC.T 50/4X32/3X50/4 | IB | PRESSFITT D.40 - 50 - 63 | 96.43 | 0.9277 | 10 | 0 | 10 | 74122000 | 512039 00010 | 512039 00010
512040 | PIPES AND FITTINGS | PRESS FITTINGS | MP 5722 RAC.T 40 X 3/4F X 40 | IB | PRESSFITT D.40 - 50 - 63 | 55.95 | 0.5199 | 15 | 0 | 15 | 74122000 | 512040 00015 | 512040 00015
512041 | PIPES AND FITTINGS | PRESS FITTINGS | MP 5722 RAC.T 50/4X3/4FX50/4 | IB | PRESSFITT D.40 - 50 - 63 | 92.49 | 0.824 | 12 | 0 | 12 | 74122000 | 512041 00012 | 512041 00012
512049 | PIPES AND FITTINGS | PRESS FITTINGS | MP 5722 RAC.T 40X1"1/4FX40 | IB | PRESSFITT D.40 - 50 - 63 | 62.75 | 0.8439 | 12 | 0 | 12 | 74122000 | 512049 00012 | 512049 00012
512087 | PIPES AND FITTINGS | PRESS FITTINGS | MP 5722 RAC.T 40 X 1"F X 40 | IB | PRESSFITT D.40 - 50 - 63 | 66.91 | 0.5449 | 20 | 0 | 20 | 74122000 | 512087 00020 | 512087 00020
512088 | PIPES AND FITTINGS | PRESS FITTINGS | MP 5722 RAC.T 50/4X1"FX50/4 | IB | PRESSFITT D.40 - 50 - 63 | 91.19 | 0.823 | 12 | 0 | 12 | 74122000 | 512088 00012 | 512088 00012
512089 | PIPES AND FITTINGS | PRESS FITTINGS | MP 5720 RAC.T 40 X 20/2 X 40 | IB | PRESSFITT D.40 - 50 - 63 | 62.4 | 0.5804 | 15 | 0 | 15 | 74122000 | 512089 00015 | 512089 00015
512090 | PIPES AND FITTINGS | PRESS FITTINGS | MP 5720 RAC.T 40 X 26/3 X 40 | IB | PRESSFITT D.40 - 50 - 63 | 62.4 | 0.6052 | 15 | 0 | 15 | 74122000 | 512090 00015 | 512090 00015
512091 | PIPES AND FITTINGS | PRESS FITTINGS | MP 5720 RAC.T 50/4X20/2X50/4 | IB | PRESSFITT D.40 - 50 - 63 | 96.29 | 0.8826 | 10 | 0 | 10 | 74122000 | 512091 00010 | 512091 00010
512092 | PIPES AND FITTINGS | PRESS FITTINGS | MP 5720 RAC.T 50/4X26/3X50/4 | IB | PRESSFITT D.40 - 50 - 63 | 96.29 | 0.909 | 10 | 0 | 10 | 74122000 | 512092 00010 | 512092 00010
512093 | PIPES AND FITTINGS | PRESS FITTINGS | MP 5720 RAC.T 63 X 26/3 X 63 | IB | PRESSFITT D.40 - 50 - 63 | 106.34 | 1.1699 | 6 | 0 | 6 | 74122000 | 512093 00006 | 512093 00006
512094 | PIPES AND FITTINGS | PRESS FITTINGS | MP 5720 RAC.T 63 X 32/3 X 63 | IB | PRESSFITT D.40 - 50 - 63 | 106.34 | 1.2073 | 6 | 0 | 6 | 74122000 | 512094 00006 | 512094 00006
512095 | PIPES AND FITTINGS | PRESS FITTINGS | MP 5720 RAC.T 63 X 40/3,5 X 63 | IB | PRESSFITT D.40 - 50 - 63 | 106.34 | 1.2475 | 6 | 0 | 6 | 74122000 | 512095 00006 | 512095 00006
501801 | PIPES AND FITTINGS | PRESS FITTINGS | AR 05 PROLUNGA X MANOPOLA | IG | PRESSFITTING ACCESSORIES | 16.6 | 0.165 | 1 | 1 | 1 | 82055980 | 501801 00001 | 501801 00001
502107 | PIPES AND FITTINGS | PRESS FITTINGS | AR 25 TAPPO FILETT.CROMATO | IG | PRESSFITTING ACCESSORIES | 7.52 | 0 | 0 | 0 | 0 | 0 | 502107 00000 | 502107 00000
502108 | PIPES AND FITTINGS | PRESS FITTINGS | AR 26 LEVA CROMATA | IG | PRESSFITTING ACCESSORIES | 20.21 | 0 | 0 | 0 | 0 | 0 | 502108 00000 | 502108 00000
502109 | PIPES AND FITTINGS | PRESS FITTINGS | AR 27 MANIGLIA CROMATA | IG | PRESSFITTING ACCESSORIES | 16.45 | 0 | 0 | 0 | 0 | 0 | 502109 00000 | 502109 00000
502110 | PIPES AND FITTINGS | PRESS FITTINGS | AR 28 PROLUNGA ( + 25MM ) | IG | PRESSFITTING ACCESSORIES | 14.1 | 0 | 0 | 0 | 0 | 0 | 502110 00000 | 502110 00000
502126 | PIPES AND FITTINGS | PRESS FITTINGS | AR 08 KIT RICAMBIO PT 40/3.5 | IG | PRESSFITTING ACCESSORIES | 5.39 | 0.039 | 10 | 0 | 10 | 74122000 | 502126 00010 | 502126 00010
502127 | PIPES AND FITTINGS | PRESS FITTINGS | AR 08 KIT RICAMBIO PT 50/4 | IG | PRESSFITTING ACCESSORIES | 7.67 | 0.063 | 8 | 0 | 8 | 74122000 | 502127 00008 | 502127 00008
502128 | PIPES AND FITTINGS | PRESS FITTINGS | AR 08 KIT RICAMBIO PT 63/4,5 | IG | PRESSFITTING ACCESSORIES | 10.93 | 0.088 | 5 | 0 | 5 | 74122000 | 502128 00005 | 502128 00005
510037 | PIPES AND FITTINGS | PRESS FITTINGS | AS 1928 STAFFA X RAC. DISAS. | IG | PRESSFITTING ACCESSORIES | 2.851 | 0.249 | 2 | 15 | 30 | 73261990 | 510037 00002 | 510037 00030
550196 | PIPES AND FITTINGS | PRESS FITTINGS | AR 21 VIT G1/2 X RUB.INCASSO | IG | PRESSFITTING ACCESSORIES | 13.29 | 0.088 | 20 | 8 | 160 | 84818081 | 550196 00020 | 550196 00160
550197 | PIPES AND FITTINGS | PRESS FITTINGS | AR 24 KIT CAPPU X RUB.INCAS PT | IG | PRESSFITTING ACCESSORIES | 14.83 | 0.102 | 10 | 8 | 80 | 84818081 | 550197 00010 | 550197 00080
550198 | PIPES AND FITTINGS | PRESS FITTINGS | AR 23 KIT MANOP X RUB.INCASSO | IG | PRESSFITTING ACCESSORIES | 24.97 | 0.146 | 10 | 8 | 80 | 84818081 | 550198 00010 | 550198 00080
550199 | PIPES AND FITTINGS | PRESS FITTINGS | AR 22 KIT PROLUN X RUB.INCASSO | IG | PRESSFITTING ACCESSORIES | 4.36 | 0.023 | 50 | 8 | 400 | 84818081 | 550199 00050 | 550199 00400
550200 | PIPES AND FITTINGS | PRESS FITTINGS | AR 25 GRUPPO VIT.3/4"C/CAN.CIE | IG | PRESSFITTING ACCESSORIES | 30.34 | 0.256 | 5 | 8 | 40 | 0 | 550200 00005 | 550200 00040
502120MP | PIPES AND FITTINGS | PRESS FITTINGS | AR 08 KIT RICAMBIO MP 16/2 | IG | PRESSFITTING ACCESSORIES | 1.57 | 0.01 | 50 | 0 | 50 | 82055980 | 502120MP 00050 | 502120MP 00050
502120MPGAS | PIPES AND FITTINGS | PRESS FITTINGS | AR 08 KIT RICAMBIO MPGAS 16/2 | IG | PRESSFITTING ACCESSORIES | 1.57 | 0.008 | 50 | 0 | 50 | 82055980 | 502120MPGAS 00050 | 502120MPGAS 00050
502120MPL | PIPES AND FITTINGS | PRESS FITTINGS | AR 08 KIT RICAMBIO MPL 16/2 | IG | PRESSFITTING ACCESSORIES | 1.904 | 0.009 | 50 | 0 | 50 | 82055980 | 502120MPL 00050 | 502120MPL 00050
502120PMP | PIPES AND FITTINGS | PRESS FITTINGS | AR 08 KIT RICAMBIO PMP 16/2 | IG | PRESSFITTING ACCESSORIES | 1.042 | 0.01 | 50 | 0 | 50 | 82055980 | 502120PMP 00050 | 502120PMP 00050
502120PMPL | PIPES AND FITTINGS | PRESS FITTINGS | AR 08 KIT RICAMBIO PMPL 16/2 | IG | PRESSFITTING ACCESSORIES | 2.049 | 0.009 | 50 | 0 | 50 | 82055980 | 502120PMPL 00050 | 502120PMPL 00050
502121MP | PIPES AND FITTINGS | PRESS FITTINGS | AR 08 KIT RICAMBIO MP 18/2 | IG | PRESSFITTING ACCESSORIES | 1.713 | 0.01 | 50 | 0 | 50 | 82055980 | 502121MP 00050 | 502121MP 00050
502122MP | PIPES AND FITTINGS | PRESS FITTINGS | AR 08 KIT RICAMBIO MP 20/2 | IG | PRESSFITTING ACCESSORIES | 1.713 | 0.011 | 50 | 0 | 50 | 82055980 | 502122MP 00050 | 502122MP 00050
502122MPGAS | PIPES AND FITTINGS | PRESS FITTINGS | AR 08 KIT RICAMBIO MPGAS 20/2 | IG | PRESSFITTING ACCESSORIES | 1.713 | 0.012 | 50 | 0 | 50 | 82055980 | 502122MPGAS 00050 | 502122MPGAS 00050
502122MPL | PIPES AND FITTINGS | PRESS FITTINGS | AR 08 KIT RICAMBIO MPL 20/2 | IG | PRESSFITTING ACCESSORIES | 2.049 | 0.011 | 50 | 0 | 50 | 82055980 | 502122MPL 00050 | 502122MPL 00050
502122PMP | PIPES AND FITTINGS | PRESS FITTINGS | AR 08 KIT RICAMBIO PMP 20/2 | IG | PRESSFITTING ACCESSORIES | 1.414 | 0.011 | 50 | 0 | 50 | 82055980 | 502122PMP 00050 | 502122PMP 00050
502122PMPL | PIPES AND FITTINGS | PRESS FITTINGS | AR 08 KIT RICAMBIO PMPL 20/2 | IG | PRESSFITTING ACCESSORIES | 2.18 | 0.011 | 50 | 0 | 50 | 82055980 | 502122PMPL 00050 | 502122PMPL 00050
502123MP | PIPES AND FITTINGS | PRESS FITTINGS | AR 08 KIT RICAMBIO MP 25/2.5 | IG | PRESSFITTING ACCESSORIES | 2.383 | 0.0215 | 35 | 0 | 35 | 82055980 | 502123MP 00035 | 502123MP 00035
502123PMP | PIPES AND FITTINGS | PRESS FITTINGS | AR 08 KIT RICAMBIO PMP 25/2.5 | IG | PRESSFITTING ACCESSORIES | 2.049 | 0 | 50 | 0 | 50 | 82055980 | 502123PMP 00050 | 502123PMP 00050
502124MP | PIPES AND FITTINGS | PRESS FITTINGS | AR 08 KIT RICAMBIO MP 26/3 | IG | PRESSFITTING ACCESSORIES | 2.383 | 0.018 | 20 | 0 | 20 | 82055980 | 502124MP 00020 | 502124MP 00020
502124MPGAS | PIPES AND FITTINGS | PRESS FITTINGS | AR 08 KIT RICAMBIO MGAS 26/3 | IG | PRESSFITTING ACCESSORIES | 2.383 | 0.018 | 20 | 0 | 20 | 82055980 | 502124MPGAS 00020 | 502124MPGAS 00020
502124MPL | PIPES AND FITTINGS | PRESS FITTINGS | AR 08 KIT RICAMBIO MPL 26/3 | IG | PRESSFITTING ACCESSORIES | 2.731 | 0.0181 | 35 | 0 | 35 | 82055980 | 502124MPL 00035 | 502124MPL 00035
502124PMP | PIPES AND FITTINGS | PRESS FITTINGS | AR 08 KIT RICAMBIO PMP 26/3 | IG | PRESSFITTING ACCESSORIES | 2.049 | 0.018 | 50 | 0 | 50 | 82055980 | 502124PMP 00050 | 502124PMP 00050
502124PMPL | PIPES AND FITTINGS | PRESS FITTINGS | AR 08 KIT RICAMBIO PMPL 26/3 | IG | PRESSFITTING ACCESSORIES | 2.862 | 0 | 35 | 0 | 35 | 82055980 | 502124PMPL 00035 | 502124PMPL 00035
502125MP | PIPES AND FITTINGS | PRESS FITTINGS | AR 08 KIT RICAMBIO MP 32/3 | IG | PRESSFITTING ACCESSORIES | 2.599 | 0.024 | 15 | 0 | 15 | 82055980 | 502125MP 00015 | 502125MP 00015
502125MPL | PIPES AND FITTINGS | PRESS FITTINGS | AR 08 KIT RICAMBIO MPL 32/3 | IG | PRESSFITTING ACCESSORIES | 2.935 | 0.026 | 15 | 0 | 15 | 82055980 | 502125MPL 00015 | 502125MPL 00015
502125PMP | PIPES AND FITTINGS | PRESS FITTINGS | AR 08 KIT RICAMBIO PMP 32/3 | IG | PRESSFITTING ACCESSORIES | 2.372 | 0.024 | 50 | 0 | 50 | 82055980 | 502125PMP 00050 | 502125PMP 00050
502125PMPL | PIPES AND FITTINGS | PRESS FITTINGS | AR 08 KIT RICAMBIO PMPL 32/3 | IG | PRESSFITTING ACCESSORIES | 3.067 | 0 | 30 | 0 | 30 | 82055980 | 502125PMPL 00030 | 502125PMPL 00030
510005PMP | PIPES AND FITTINGS | PRESS FITTINGS | PMP 5700 RAC.DIR.16/2 X 16/2 | II | PLASTIC MULTIPRESS & PMP LEAK | 5.35 | 0.029 | 40 | 8 | 320 | 39174000 | 510005PMP 00040 | 510005PMP 00320
510005PMPL | PIPES AND FITTINGS | PRESS FITTINGS | PMPL 5700 RAC.DIR.16/2 X 16/2 | II | PLASTIC MULTIPRESS & PMP LEAK | 5.91 | 0.034 | 40 | 8 | 320 | 39174000 | 510005PMPL 00040 | 510005PMPL 00320
510006PMP | PIPES AND FITTINGS | PRESS FITTINGS | PMP 5700 RAC.DIR 20/2 X 20/2 | II | PLASTIC MULTIPRESS & PMP LEAK | 7.97 | 0.037 | 24 | 8 | 192 | 39174000 | 510006PMP 00024 | 510006PMP 00192
510006PMPL | PIPES AND FITTINGS | PRESS FITTINGS | PMPL 5700 RAC.DIR 20/2 X 20/2 | II | PLASTIC MULTIPRESS & PMP LEAK | 8.57 | 0.035 | 24 | 8 | 192 | 39174000 | 510006PMPL 00024 | 510006PMPL 00192
510007PMP | PIPES AND FITTINGS | PRESS FITTINGS | PMP 5700 RAC.DIR.26/3 X 26/3 | II | PLASTIC MULTIPRESS & PMP LEAK | 9.07 | 0.058 | 16 | 8 | 128 | 39174000 | 510007PMP 00016 | 510007PMP 00128
510007PMPL | PIPES AND FITTINGS | PRESS FITTINGS | PMPL 5700 RAC.DIR.26/3 X 26/3 | II | PLASTIC MULTIPRESS & PMP LEAK | 9.67 | 0.057 | 16 | 8 | 128 | 39174000 | 510007PMPL 00016 | 510007PMPL 00128
510008PMP | PIPES AND FITTINGS | PRESS FITTINGS | PMP 5700 RAC.DIR.20/2 X 16/2 | II | PLASTIC MULTIPRESS & PMP LEAK | 5.93 | 0.0326 | 40 | 8 | 320 | 39174000 | 510008PMP 00040 | 510008PMP 00320
510008PMPL | PIPES AND FITTINGS | PRESS FITTINGS | PMPL 5700 RAC.DIR.20/2 X 16/2 | II | PLASTIC MULTIPRESS & PMP LEAK | 6.51 | 0.054 | 40 | 8 | 320 | 39174000 | 510008PMPL 00040 | 510008PMPL 00320
510009PMP | PIPES AND FITTINGS | PRESS FITTINGS | PMP 5700 RAC.DIR.26/3 X 16/2 | II | PLASTIC MULTIPRESS & PMP LEAK | 7.77 | 0.0452 | 16 | 8 | 128 | 39174000 | 510009PMP 00016 | 510009PMP 00128
510009PMPL | PIPES AND FITTINGS | PRESS FITTINGS | PMPL 5700 RAC.DIR.26/3 X 16/2 | II | PLASTIC MULTIPRESS & PMP LEAK | 8.35 | 0 | 16 | 8 | 128 | 39174000 | 510009PMPL 00016 | 510009PMPL 00128
510010PMP | PIPES AND FITTINGS | PRESS FITTINGS | PMP 5700 RAC.DIR.26/3 X 20/2 | II | PLASTIC MULTIPRESS & PMP LEAK | 8.26 | 0.0494 | 16 | 8 | 128 | 39174000 | 510010PMP 00016 | 510010PMP 00128
510010PMPL | PIPES AND FITTINGS | PRESS FITTINGS | PMPL 5700 RAC.DIR.26/3 X 20/2 | II | PLASTIC MULTIPRESS & PMP LEAK | 8.86 | 0.049 | 16 | 8 | 128 | 39174000 | 510010PMPL 00016 | 510010PMPL 00128
510019PMP | PIPES AND FITTINGS | PRESS FITTINGS | PMP 5700 RAC.DIR.32/3 X 26/3 | II | PLASTIC MULTIPRESS & PMP LEAK | 11.15 | 0.07 | 12 | 8 | 96 | 39174000 | 510019PMP 00012 | 510019PMP 00096
510019PMPL | PIPES AND FITTINGS | PRESS FITTINGS | PMPL 5700 RAC.DIR.32/3 X 26/3 | II | PLASTIC MULTIPRESS & PMP LEAK | 11.45 | 0 | 12 | 8 | 96 | 39174000 | 510019PMPL 00012 | 510019PMPL 00096
510020PMP | PIPES AND FITTINGS | PRESS FITTINGS | PMP 5700 RAC.DIR.32/3 X 32/3 | II | PLASTIC MULTIPRESS & PMP LEAK | 13.15 | 0.083 | 12 | 8 | 96 | 39174000 | 510020PMP 00012 | 510020PMP 00096
510020PMPL | PIPES AND FITTINGS | PRESS FITTINGS | PMPL 5700 RAC.DIR.32/3 X 32/3 | II | PLASTIC MULTIPRESS & PMP LEAK | 13.15 | 0.081 | 12 | 8 | 96 | 39174000 | 510020PMPL 00012 | 510020PMPL 00096
510023PMP | PIPES AND FITTINGS | PRESS FITTINGS | PMP 5700 RAC.DIR.32/3 X 20/2 | II | PLASTIC MULTIPRESS & PMP LEAK | 10.18 | 0.0617 | 12 | 8 | 96 | 39174000 | 510023PMP 00012 | 510023PMP 00096
510023PMPL | PIPES AND FITTINGS | PRESS FITTINGS | PMPL 5700 RAC.DIR.32/3 X 20/2 | II | PLASTIC MULTIPRESS & PMP LEAK | 10.48 | 0 | 12 | 8 | 96 | 39174000 | 510023PMPL 00012 | 510023PMPL 00096
510134PMP | PIPES AND FITTINGS | PRESS FITTINGS | PMP 5700 RAC.DIR.25/2,5X25/2,5 | II | PLASTIC MULTIPRESS & PMP LEAK | 9.07 | 0.058 | 16 | 8 | 128 | 39174000 | 510134PMP 00016 | 510134PMP 00128
510135PMP | PIPES AND FITTINGS | PRESS FITTINGS | PMP 5700 RAC.DIR.25/2,5 X 16/2 | II | PLASTIC MULTIPRESS & PMP LEAK | 7.77 | 0.0444 | 16 | 8 | 128 | 39174000 | 510135PMP 00016 | 510135PMP 00128
510137PMP | PIPES AND FITTINGS | PRESS FITTINGS | PMP 5700 RAC.DIR.25/2,5 X 20/2 | II | PLASTIC MULTIPRESS & PMP LEAK | 8.26 | 0.0494 | 16 | 8 | 128 | 39174000 | 510137PMP 00016 | 510137PMP 00128
510138PMP | PIPES AND FITTINGS | PRESS FITTINGS | PMP 5700 RAC.DIR.32/3 X 25/2,5 | II | PLASTIC MULTIPRESS & PMP LEAK | 11.15 | 0.07 | 12 | 8 | 96 | 39174000 | 510138PMP 00012 | 510138PMP 00096
510140PMP | PIPES AND FITTINGS | PRESS FITTINGS | PMP 5710 RAC.L 2 X 25/2,5 | II | PLASTIC MULTIPRESS & PMP LEAK | 14.92 | 0.075 | 12 | 8 | 96 | 39174000 | 510140PMP 00012 | 510140PMP 00096
510143PMP | PIPES AND FITTINGS | PRESS FITTINGS | PMP 5720 RAC.T 3 X 25/2,5 | II | PLASTIC MULTIPRESS & PMP LEAK | 16.61 | 0.1 | 8 | 8 | 64 | 39174000 | 510143PMP 00008 | 510143PMP 00064
510144PMP | PIPES AND FITTINGS | PRESS FITTINGS | PMP5720RAC.T25/2,5X16/2X25/2,5 | II | PLASTIC MULTIPRESS & PMP LEAK | 14.97 | 0.086 | 8 | 8 | 64 | 39174000 | 510144PMP 00008 | 510144PMP 00064
510146PMP | PIPES AND FITTINGS | PRESS FITTINGS | PMP5720RAC.T25/2,5X20/2X25/2,5 | II | PLASTIC MULTIPRESS & PMP LEAK | 15.26 | 0.086 | 8 | 8 | 64 | 39174000 | 510146PMP 00008 | 510146PMP 00064
510147PMP | PIPES AND FITTINGS | PRESS FITTINGS | PMP 5720RAC.T 20/2X25/2,5X20/2 | II | PLASTIC MULTIPRESS & PMP LEAK | 13.8 | 0.079 | 8 | 8 | 64 | 39174000 | 510147PMP 00008 | 510147PMP 00064
510148PMP | PIPES AND FITTINGS | PRESS FITTINGS | PMP5720RAC.T25/2,5X25/2,5X16/2 | II | PLASTIC MULTIPRESS & PMP LEAK | 13.97 | 0.0838 | 8 | 8 | 64 | 39174000 | 510148PMP 00008 | 510148PMP 00064
510150PMP | PIPES AND FITTINGS | PRESS FITTINGS | PMP5720RAC.T25/2,5X25/2,5X20/2 | II | PLASTIC MULTIPRESS & PMP LEAK | 14.21 | 0.085 | 8 | 8 | 64 | 39174000 | 510150PMP 00008 | 510150PMP 00064
510151PMP | PIPES AND FITTINGS | PRESS FITTINGS | PMP 5720RAC.T 32/3X32/3X25/2,5 | II | PLASTIC MULTIPRESS & PMP LEAK | 20.88 | 0.128 | 6 | 8 | 48 | 39174000 | 510151PMP 00006 | 510151PMP 00048
510154PMP | PIPES AND FITTINGS | PRESS FITTINGS | PMP 5720RAC.T 25/2,5X20/2X20/2 | II | PLASTIC MULTIPRESS & PMP LEAK | 13.34 | 0.031 | 8 | 8 | 64 | 39174000 | 510154PMP 00008 | 510154PMP 00064
510155PMP | PIPES AND FITTINGS | PRESS FITTINGS | PMP5720RAC.T32/3X25/2,5X25/2,5 | II | PLASTIC MULTIPRESS & PMP LEAK | 19.24 | 0.116 | 6 | 8 | 48 | 39174000 | 510155PMP 00006 | 510155PMP 00048
510157PMP | PIPES AND FITTINGS | PRESS FITTINGS | PMP 5720RAC.T 25/2,5X16/2X20/2 | II | PLASTIC MULTIPRESS & PMP LEAK | 13.06 | 0.074 | 8 | 8 | 64 | 39174000 | 510157PMP 00008 | 510157PMP 00064
510158PMP | PIPES AND FITTINGS | PRESS FITTINGS | PMP 5720RAC.T 25/2,5X20/2X16/2 | II | PLASTIC MULTIPRESS & PMP LEAK | 13.06 | 0.074 | 8 | 8 | 64 | 39174000 | 510158PMP 00008 | 510158PMP 00064
510159PMP | PIPES AND FITTINGS | PRESS FITTINGS | PMP 5720RAC.T 32/3X20/2X25/2,5 | II | PLASTIC MULTIPRESS & PMP LEAK | 19.28 | 0.108 | 6 | 8 | 48 | 39174000 | 510159PMP 00006 | 510159PMP 00048
510174PMP | PIPES AND FITTINGS | PRESS FITTINGS | PMP 5720RAC.T 32/3X25/2.5X32/3 | II | PLASTIC MULTIPRESS & PMP LEAK | 20.96 | 0.129 | 6 | 8 | 48 | 39174000 | 510174PMP 00006 | 510174PMP 00048
510179PMP | PIPES AND FITTINGS | PRESS FITTINGS | PMP5720RAC.T25/2.5X32/3X25/2.5 | II | PLASTIC MULTIPRESS & PMP LEAK | 19.59 | 0.12 | 6 | 8 | 48 | 39174000 | 510179PMP 00006 | 510179PMP 00048
511009PMP | PIPES AND FITTINGS | PRESS FITTINGS | PMP 5710 RAC.L 2 X 16/2 | II | PLASTIC MULTIPRESS & PMP LEAK | 6.05 | 0.032 | 30 | 8 | 240 | 39174000 | 511009PMP 00030 | 511009PMP 00240
511009PMPL | PIPES AND FITTINGS | PRESS FITTINGS | PMPL 5710 RAC.L 2 X 16/2 | II | PLASTIC MULTIPRESS & PMP LEAK | 6.61 | 0.031 | 30 | 8 | 240 | 39174000 | 511009PMPL 00030 | 511009PMPL 00240
511010PMP | PIPES AND FITTINGS | PRESS FITTINGS | PMP 5710 RAC.L 2 X 20/2 | II | PLASTIC MULTIPRESS & PMP LEAK | 6.95 | 0.04 | 24 | 8 | 192 | 39174000 | 511010PMP 00024 | 511010PMP 00192
511010PMPL | PIPES AND FITTINGS | PRESS FITTINGS | PMPL 5710 RAC.L 2 X 20/2 | II | PLASTIC MULTIPRESS & PMP LEAK | 7.55 | 0.038 | 24 | 8 | 192 | 39174000 | 511010PMPL 00024 | 511010PMPL 00192
511011PMP | PIPES AND FITTINGS | PRESS FITTINGS | PMP 5710 RAC.L 2 X 26/3 | II | PLASTIC MULTIPRESS & PMP LEAK | 14.23 | 0.075 | 12 | 8 | 96 | 39174000 | 511011PMP 00012 | 511011PMP 00096
511011PMPL | PIPES AND FITTINGS | PRESS FITTINGS | PMPL 5710 RAC.L 2 X 26/3 | II | PLASTIC MULTIPRESS & PMP LEAK | 14.83 | 0.072 | 12 | 8 | 96 | 39174000 | 511011PMPL 00012 | 511011PMPL 00096
511012PMP | PIPES AND FITTINGS | PRESS FITTINGS | PMP 5710 RAC.L 2 X 32/3 | II | PLASTIC MULTIPRESS & PMP LEAK | 17 | 0.096 | 10 | 8 | 80 | 39174000 | 511012PMP 00010 | 511012PMP 00080
511012PMPL | PIPES AND FITTINGS | PRESS FITTINGS | PMPL 5710 RAC.L 2 X 32/3 | II | PLASTIC MULTIPRESS & PMP LEAK | 17 | 0.094 | 10 | 8 | 80 | 39174000 | 511012PMPL 00010 | 511012PMPL 00080
512001PMP | PIPES AND FITTINGS | PRESS FITTINGS | PMP 5720 RAC.T 3 X 16/2 | II | PLASTIC MULTIPRESS & PMP LEAK | 10.45 | 0.041 | 20 | 8 | 160 | 39174000 | 512001PMP 00020 | 512001PMP 00160
512001PMPL | PIPES AND FITTINGS | PRESS FITTINGS | PMPL 5720 RAC.T 3 X 16/2 | II | PLASTIC MULTIPRESS & PMP LEAK | 11.29 | 0.041 | 20 | 8 | 160 | 39174000 | 512001PMPL 00020 | 512001PMPL 00160
512002PMP | PIPES AND FITTINGS | PRESS FITTINGS | PMP 5720 RAC.T 3 X 20/2 | II | PLASTIC MULTIPRESS & PMP LEAK | 10.46 | 0.059 | 14 | 8 | 112 | 39174000 | 512002PMP 00014 | 512002PMP 00112
512002PMPL | PIPES AND FITTINGS | PRESS FITTINGS | PMPL 5720 RAC.T 3 X 20/2 | II | PLASTIC MULTIPRESS & PMP LEAK | 11.36 | 0.059 | 14 | 8 | 112 | 39174000 | 512002PMPL 00014 | 512002PMPL 00112
512003PMP | PIPES AND FITTINGS | PRESS FITTINGS | PMP 5720 RAC.T 3 X 26/3 | II | PLASTIC MULTIPRESS & PMP LEAK | 15.49 | 0.1 | 8 | 8 | 64 | 39174000 | 512003PMP 00008 | 512003PMP 00064
512003PMPL | PIPES AND FITTINGS | PRESS FITTINGS | PMPL 5720 RAC.T 3 X 26/3 | II | PLASTIC MULTIPRESS & PMP LEAK | 16.39 | 0.092 | 8 | 8 | 64 | 39174000 | 512003PMPL 00008 | 512003PMPL 00064
512004PMP | PIPES AND FITTINGS | PRESS FITTINGS | PMP 5720 RAC.T 20/2X16/2X20/2 | II | PLASTIC MULTIPRESS & PMP LEAK | 10.13 | 0.055 | 14 | 8 | 112 | 39174000 | 512004PMP 00014 | 512004PMP 00112
512004PMPL | PIPES AND FITTINGS | PRESS FITTINGS | PMPL 5720 RAC.T 20/2X16/2X20/2 | II | PLASTIC MULTIPRESS & PMP LEAK | 11.01 | 0.033 | 14 | 8 | 112 | 39174000 | 512004PMPL 00014 | 512004PMPL 00112
512005PMP | PIPES AND FITTINGS | PRESS FITTINGS | PMP 5720 RAC.T 26/3X16/2X26/3 | II | PLASTIC MULTIPRESS & PMP LEAK | 14.23 | 0.0937 | 8 | 8 | 64 | 39174000 | 512005PMP 00008 | 512005PMP 00064
512005PMPL | PIPES AND FITTINGS | PRESS FITTINGS | PMPL 5720 RAC.T 26/3X16/2X26/3 | II | PLASTIC MULTIPRESS & PMP LEAK | 15.11 | 0 | 8 | 8 | 64 | 39174000 | 512005PMPL 00008 | 512005PMPL 00064
512006PMP | PIPES AND FITTINGS | PRESS FITTINGS | PMP 5720 RAC.T 26/3X20/2X26/3 | II | PLASTIC MULTIPRESS & PMP LEAK | 14.51 | 0.086 | 8 | 8 | 64 | 39174000 | 512006PMP 00008 | 512006PMP 00064
512006PMPL | PIPES AND FITTINGS | PRESS FITTINGS | PMPL 5720 RAC.T 26/3X20/2X26/3 | II | PLASTIC MULTIPRESS & PMP LEAK | 15.41 | 0 | 8 | 8 | 64 | 39174000 | 512006PMPL 00008 | 512006PMPL 00064
512007PMP | PIPES AND FITTINGS | PRESS FITTINGS | PMP 5720 RAC.T 20/2X20/2X16/2 | II | PLASTIC MULTIPRESS & PMP LEAK | 10.13 | 0.05312 | 14 | 8 | 112 | 39174000 | 512007PMP 00014 | 512007PMP 00112
512007PMPL | PIPES AND FITTINGS | PRESS FITTINGS | PMPL 5720 RAC.T 20/2X20/2X16/2 | II | PLASTIC MULTIPRESS & PMP LEAK | 11.01 | 0.056 | 14 | 8 | 112 | 39174000 | 512007PMPL 00014 | 512007PMPL 00112
512008PMP | PIPES AND FITTINGS | PRESS FITTINGS | PMP 5720 RAC.T 26/3X26/3X20/2 | II | PLASTIC MULTIPRESS & PMP LEAK | 14.21 | 0.085 | 8 | 8 | 64 | 39174000 | 512008PMP 00008 | 512008PMP 00064
512008PMPL | PIPES AND FITTINGS | PRESS FITTINGS | PMPL 5720 RAC.T 26/3X26/3X20/2 | II | PLASTIC MULTIPRESS & PMP LEAK | 15.11 | 0 | 8 | 8 | 64 | 39174000 | 512008PMPL 00008 | 512008PMPL 00064
512009PMP | PIPES AND FITTINGS | PRESS FITTINGS | PMP 5720 RAC.T 20/2X16/2X16/2 | II | PLASTIC MULTIPRESS & PMP LEAK | 9.8 | 0.05 | 14 | 8 | 112 | 39174000 | 512009PMP 00014 | 512009PMP 00112
512009PMPL | PIPES AND FITTINGS | PRESS FITTINGS | PMPL 5720 RAC.T 20/2X16/2X16/2 | II | PLASTIC MULTIPRESS & PMP LEAK | 10.66 | 0.053 | 14 | 8 | 112 | 39174000 | 512009PMPL 00014 | 512009PMPL 00112
512010PMP | PIPES AND FITTINGS | PRESS FITTINGS | PMP 5720 RAC.T 26/3X16/2X20/2 | II | PLASTIC MULTIPRESS & PMP LEAK | 13.06 | 0.074 | 8 | 8 | 64 | 39174000 | 512010PMP 00008 | 512010PMP 00064
512010PMPL | PIPES AND FITTINGS | PRESS FITTINGS | PMPL 5720 RAC.T 26/3X16/2X20/2 | II | PLASTIC MULTIPRESS & PMP LEAK | 13.94 | 0 | 8 | 8 | 64 | 39174000 | 512010PMPL 00008 | 512010PMPL 00064
512011PMP | PIPES AND FITTINGS | PRESS FITTINGS | PMP 5720 RAC.T 26/3X20/2X16/2 | II | PLASTIC MULTIPRESS & PMP LEAK | 13.06 | 0.074 | 8 | 8 | 64 | 39174000 | 512011PMP 00008 | 512011PMP 00064
512011PMPL | PIPES AND FITTINGS | PRESS FITTINGS | PMPL 5720 RAC.T 26/3X20/2X16/2 | II | PLASTIC MULTIPRESS & PMP LEAK | 13.94 | 0 | 8 | 8 | 64 | 39174000 | 512011PMPL 00008 | 512011PMPL 00064
512012PMP | PIPES AND FITTINGS | PRESS FITTINGS | PMP 5720 RAC.T 26/3X20/2X20/2 | II | PLASTIC MULTIPRESS & PMP LEAK | 13.34 | 0.031 | 8 | 8 | 64 | 39174000 | 512012PMP 00008 | 512012PMP 00064
512012PMPL | PIPES AND FITTINGS | PRESS FITTINGS | PMPL 5720 RAC.T 26/3X20/2X20/2 | II | PLASTIC MULTIPRESS & PMP LEAK | 14.24 | 0 | 8 | 8 | 64 | 39174000 | 512012PMPL 00008 | 512012PMPL 00064
512013PMP | PIPES AND FITTINGS | PRESS FITTINGS | PMP 5720 RAC.T 16/2X20/2X16/2 | II | PLASTIC MULTIPRESS & PMP LEAK | 9.8 | 0.051 | 14 | 8 | 112 | 39174000 | 512013PMP 00014 | 512013PMP 00112
512013PMPL | PIPES AND FITTINGS | PRESS FITTINGS | PMPL 5720 RAC.T 16/2X20/2X16/2 | II | PLASTIC MULTIPRESS & PMP LEAK | 10.66 | 0.054 | 14 | 8 | 112 | 39174000 | 512013PMPL 00014 | 512013PMPL 00112
512014PMP | PIPES AND FITTINGS | PRESS FITTINGS | PMP 5720 RAC.T 20/2X26/3X20/2 | II | PLASTIC MULTIPRESS & PMP LEAK | 13.8 | 0.079 | 8 | 8 | 64 | 39174000 | 512014PMP 00008 | 512014PMP 00064
512014PMPL | PIPES AND FITTINGS | PRESS FITTINGS | PMPL 5720 RAC.T 20/2X26/3X20/2 | II | PLASTIC MULTIPRESS & PMP LEAK | 14.7 | 0 | 8 | 8 | 64 | 39174000 | 512014PMPL 00008 | 512014PMPL 00064
512015PMP | PIPES AND FITTINGS | PRESS FITTINGS | PMP 5720 RAC.T 32/3X16/2X32/3 | II | PLASTIC MULTIPRESS & PMP LEAK | 20.76 | 0.117 | 6 | 8 | 48 | 39174000 | 512015PMP 00006 | 512015PMP 00048
512015PMPL | PIPES AND FITTINGS | PRESS FITTINGS | PMPL 5720 RAC.T 32/3X16/2X32/3 | II | PLASTIC MULTIPRESS & PMP LEAK | 21.04 | 0 | 6 | 8 | 48 | 39174000 | 512015PMPL 00006 | 512015PMPL 00048
512016PMP | PIPES AND FITTINGS | PRESS FITTINGS | PMP 5720 RAC.T 32/3X20/2X32/3 | II | PLASTIC MULTIPRESS & PMP LEAK | 21.19 | 0.121 | 6 | 8 | 48 | 39174000 | 512016PMP 00006 | 512016PMP 00048
512016PMPL | PIPES AND FITTINGS | PRESS FITTINGS | PMPL 5720 RAC.T 32/3X20/2X32/3 | II | PLASTIC MULTIPRESS & PMP LEAK | 21.49 | 0 | 6 | 8 | 48 | 39174000 | 512016PMPL 00006 | 512016PMPL 00048
512017PMP | PIPES AND FITTINGS | PRESS FITTINGS | PMP 5720 RAC.T 32/3X26/3X26/3 | II | PLASTIC MULTIPRESS & PMP LEAK | 19.24 | 0.116 | 6 | 8 | 48 | 39174000 | 512017PMP 00006 | 512017PMP 00048
512017PMPL | PIPES AND FITTINGS | PRESS FITTINGS | PMPL 5720 RAC.T 32/3X26/3X26/3 | II | PLASTIC MULTIPRESS & PMP LEAK | 19.84 | 0 | 6 | 8 | 48 | 39174000 | 512017PMPL 00006 | 512017PMPL 00048
512018PMP | PIPES AND FITTINGS | PRESS FITTINGS | PMP 5720 RAC.T 32/3X26/3X32/3 | II | PLASTIC MULTIPRESS & PMP LEAK | 21.15 | 0.129 | 6 | 8 | 48 | 39174000 | 512018PMP 00006 | 512018PMP 00048
512018PMPL | PIPES AND FITTINGS | PRESS FITTINGS | PMPL 5720 RAC.T 32/3X26/3X32/3 | II | PLASTIC MULTIPRESS & PMP LEAK | 21.45 | 0 | 6 | 8 | 48 | 39174000 | 512018PMPL 00006 | 512018PMPL 00048
512019PMP | PIPES AND FITTINGS | PRESS FITTINGS | PMP 5720 RAC.T 26/3X32/3X26/3 | II | PLASTIC MULTIPRESS & PMP LEAK | 19.59 | 0.12 | 6 | 8 | 48 | 39174000 | 512019PMP 00006 | 512019PMP 00048
512019PMPL | PIPES AND FITTINGS | PRESS FITTINGS | PMPL 5720 RAC.T 26/3X32/3X26/3 | II | PLASTIC MULTIPRESS & PMP LEAK | 20.19 | 0 | 6 | 8 | 48 | 39174000 | 512019PMPL 00006 | 512019PMPL 00048
512020PMP | PIPES AND FITTINGS | PRESS FITTINGS | PMP 5720 RAC.T 3 X 32/3 | II | PLASTIC MULTIPRESS & PMP LEAK | 22.8 | 0.14 | 6 | 8 | 48 | 39174000 | 512020PMP 00006 | 512020PMP 00048
512020PMPL | PIPES AND FITTINGS | PRESS FITTINGS | PMPL 5720 RAC.T 3 X 32/3 | II | PLASTIC MULTIPRESS & PMP LEAK | 22.8 | 0.137 | 6 | 8 | 48 | 39174000 | 512020PMPL 00006 | 512020PMPL 00048
512021PMP | PIPES AND FITTINGS | PRESS FITTINGS | PMP 5720 RAC.T 32/3X20/2X20/2 | II | PLASTIC MULTIPRESS & PMP LEAK | 17.39 | 0.1 | 6 | 8 | 48 | 39174000 | 512021PMP 00006 | 512021PMP 00048
512021PMPL | PIPES AND FITTINGS | PRESS FITTINGS | PMPL 5720 RAC.T 32/3X20/2X20/2 | II | PLASTIC MULTIPRESS & PMP LEAK | 17.99 | 0 | 6 | 8 | 48 | 39174000 | 512021PMPL 00006 | 512021PMPL 00048
512024PMP | PIPES AND FITTINGS | PRESS FITTINGS | PMP 5720 RAC.T 32/3X26/3X20/2 | II | PLASTIC MULTIPRESS & PMP LEAK | 18.41 | 0.1095 | 6 | 8 | 48 | 39174000 | 512024PMP 00006 | 512024PMP 00048
512024PMPL | PIPES AND FITTINGS | PRESS FITTINGS | PMPL 5720 RAC.T 32/3X26/3X20/ | II | PLASTIC MULTIPRESS & PMP LEAK | 19.01 | 0 | 6 | 8 | 48 | 39174000 | 512024PMPL 00006 | 512024PMPL 00048
512048PMP | PIPES AND FITTINGS | PRESS FITTINGS | PMP 5720 RAC.T 26/3X26/3X16/2 | II | PLASTIC MULTIPRESS & PMP LEAK | 13.97 | 0.083 | 8 | 8 | 64 | 39174000 | 512048PMP 00008 | 512048PMP 00064
512048PMPL | PIPES AND FITTINGS | PRESS FITTINGS | PMPL 5720 RAC.T 26/3X26/3X16/ | II | PLASTIC MULTIPRESS & PMP LEAK | 14.85 | 0 | 8 | 8 | 64 | 39174000 | 512048PMPL 00008 | 512048PMPL 00064
512050PMP | PIPES AND FITTINGS | PRESS FITTINGS | PMP 5720 RAC.T 32/3X20/2X26/3 | II | PLASTIC MULTIPRESS & PMP LEAK | 19.28 | 0.108 | 6 | 8 | 48 | 39174000 | 512050PMP 00006 | 512050PMP 00048
512050PMPL | PIPES AND FITTINGS | PRESS FITTINGS | PMPL 5720 RAC.T 32/3X20/2X26/3 | II | PLASTIC MULTIPRESS & PMP LEAK | 19.88 | 0.11 | 6 | 8 | 48 | 39174000 | 512050PMPL 00006 | 512050PMPL 00048
512051PMP | PIPES AND FITTINGS | PRESS FITTINGS | PMP 5720 RAC.T 20/2X32/3X20/2 | II | PLASTIC MULTIPRESS & PMP LEAK | 18.1 | 0.1036 | 6 | 8 | 48 | 39174000 | 512051PMP 00006 | 512051PMP 00048
512051PMPL | PIPES AND FITTINGS | PRESS FITTINGS | PMPL 5720 RAC.T 20/2X32/3X20/2 | II | PLASTIC MULTIPRESS & PMP LEAK | 18.7 | 0 | 6 | 8 | 48 | 39174000 | 512051PMPL 00006 | 512051PMPL 00048
512052PMP | PIPES AND FITTINGS | PRESS FITTINGS | PMP 5720 RAC.T 32/3X32/3X20/2 | II | PLASTIC MULTIPRESS & PMP LEAK | 20.06 | 0.12 | 6 | 8 | 48 | 39174000 | 512052PMP 00006 | 512052PMP 00048
512052PMPL | PIPES AND FITTINGS | PRESS FITTINGS | PMPL 5720 RAC.T 32/3X32/3X20/2 | II | PLASTIC MULTIPRESS & PMP LEAK | 20.36 | 0 | 6 | 8 | 48 | 39174000 | 512052PMPL 00006 | 512052PMPL 00048
512053PMP | PIPES AND FITTINGS | PRESS FITTINGS | PMP 5720 RAC.T 32/3X32/3X26/3 | II | PLASTIC MULTIPRESS & PMP LEAK | 20.88 | 0.128 | 6 | 8 | 48 | 39174000 | 512053PMP 00006 | 512053PMP 00048
512053PMPL | PIPES AND FITTINGS | PRESS FITTINGS | PMPL 5720 RAC.T 32/3X32/3X26/3 | II | PLASTIC MULTIPRESS & PMP LEAK | 21.18 | 0 | 6 | 8 | 48 | 39174000 | 512053PMPL 00006 | 512053PMPL 00048
500304MP | PIPES AND FITTINGS | PRESS FITTINGS | MP 5610 BOX MURALE PRESSFIT 16 | IM | MULTIPRESS | 10.98 | 0.154 | 8 | 12 | 96 | 74122000 | 500304MP 00008 | 500304MP 00096
500304RMP | PIPES AND FITTINGS | PRESS FITTINGS | MP 5610 BOX MURALE PRESSFIT 16 | IM | MULTIPRESS | 10.98 | 0.16 | 8 | 12 | 96 | 74122000 | 500304RMP 00008 | 500304RMP 00096
500306MP | PIPES AND FITTINGS | PRESS FITTINGS | MP 5610 BOX MURALE PRESSFIT 20 | IM | MULTIPRESS | 11.92 | 0.15774 | 8 | 12 | 96 | 74122000 | 500306MP 00008 | 500306MP 00096
500306RMP | PIPES AND FITTINGS | PRESS FITTINGS | MP 5610 BOX MURALE PRESSFIT 20 | IM | MULTIPRESS | 11.92 | 0.15675 | 8 | 12 | 96 | 74122000 | 500306RMP 00008 | 500306RMP 00096
510001MP | PIPES AND FITTINGS | PRESS FITTINGS | MP 5608 RAC.DIR. 1/2M X 16/2 | IM | MULTIPRESS | 4.192 | 0.054 | 40 | 4 | 160 | 74122000 | 510001MP 00040 | 510001MP 00160
510002MP | PIPES AND FITTINGS | PRESS FITTINGS | MP 5608 RAC.DIR. 1/2M X 20/2 | IM | MULTIPRESS | 4.851 | 0.064 | 40 | 4 | 160 | 74122000 | 510002MP 00040 | 510002MP 00160
510003MP | PIPES AND FITTINGS | PRESS FITTINGS | MP 5608 RAC.DIR. 3/4M X 20/2 | IM | MULTIPRESS | 6.18 | 0.082 | 30 | 4 | 120 | 74122000 | 510003MP 00030 | 510003MP 00120
510004MP | PIPES AND FITTINGS | PRESS FITTINGS | MP 5608 RAC.DIR. 3/4M X 26/3 | IM | MULTIPRESS | 8.03 | 0.0958 | 30 | 4 | 120 | 74122000 | 510004MP 00030 | 510004MP 00120
510005MP | PIPES AND FITTINGS | PRESS FITTINGS | MP 5700 RAC.DIR. 16/2 X 16/2 | IM | MULTIPRESS | 5.41 | 0.056 | 40 | 4 | 160 | 74122000 | 510005MP 00040 | 510005MP 00160
510006MP | PIPES AND FITTINGS | PRESS FITTINGS | MP 5700 RAC.DIR 20/2 X 20/2 | IM | MULTIPRESS | 7.1 | 0.083 | 30 | 4 | 120 | 74122000 | 510006MP 00030 | 510006MP 00120
510007MP | PIPES AND FITTINGS | PRESS FITTINGS | MP 5700 RAC.DIR. 26/3 X 26/3 | IM | MULTIPRESS | 10.57 | 0.128 | 20 | 4 | 80 | 74122000 | 510007MP 00020 | 510007MP 00080
510008MP | PIPES AND FITTINGS | PRESS FITTINGS | MP 5700 RAC.DIR. 20/2 X 16/2 | IM | MULTIPRESS | 6.54 | 0.073 | 40 | 4 | 160 | 74122000 | 510008MP 00040 | 510008MP 00160
510009MP | PIPES AND FITTINGS | PRESS FITTINGS | MP 5700 RAC.DIR. 26/3 X 16/2 | IM | MULTIPRESS | 8.83 | 0.102 | 20 | 4 | 80 | 74122000 | 510009MP 00020 | 510009MP 00080
510010MP | PIPES AND FITTINGS | PRESS FITTINGS | MP 5700 RAC.DIR. 26/3 X 20/2 | IM | MULTIPRESS | 9.18 | 0.111 | 20 | 4 | 80 | 74122000 | 510010MP 00020 | 510010MP 00080
510011MP | PIPES AND FITTINGS | PRESS FITTINGS | MP 5613 RAC.DIR. 1/2F X 16/2 | IM | MULTIPRESS | 4.684 | 0.054 | 40 | 4 | 160 | 74122000 | 510011MP 00040 | 510011MP 00160
510012MP | PIPES AND FITTINGS | PRESS FITTINGS | MP 5613 RAC.DIR. 1/2F X 20/2 | IM | MULTIPRESS | 5.56 | 0.063 | 40 | 4 | 160 | 74122000 | 510012MP 00040 | 510012MP 00160
510013MP | PIPES AND FITTINGS | PRESS FITTINGS | MP 5613 RAC.DIR. 3/4F X 20/2 | IM | MULTIPRESS | 6.59 | 0.081 | 30 | 4 | 120 | 74122000 | 510013MP 00030 | 510013MP 00120
510014MP | PIPES AND FITTINGS | PRESS FITTINGS | MP 5613 RAC.DIR. 3/4F X 26/3 | IM | MULTIPRESS | 7.56 | 0.088 | 20 | 4 | 80 | 74122000 | 510014MP 00020 | 510014MP 00080
510017MP | PIPES AND FITTINGS | PRESS FITTINGS | MP 5705 RAC.DIR. EK X 16/2 | IM | MULTIPRESS | 6.15 | 0.084 | 30 | 4 | 120 | 74122000 | 510017MP 00030 | 510017MP 00120
510018MP | PIPES AND FITTINGS | PRESS FITTINGS | MP 5705 RAC.DIR. EK X 20/2 | IM | MULTIPRESS | 7.12 | 0.104 | 30 | 4 | 120 | 74122000 | 510018MP 00030 | 510018MP 00120
510019MP | PIPES AND FITTINGS | PRESS FITTINGS | MP 5700 RAC.DIR. 32/3 X 26/3 | IM | MULTIPRESS | 13.39 | 0.168 | 15 | 4 | 60 | 74122000 | 510019MP 00015 | 510019MP 00060
510020MP | PIPES AND FITTINGS | PRESS FITTINGS | MP 5700 RAC.DIR. 32/3 X 32/3 | IM | MULTIPRESS | 15.64 | 0.197 | 15 | 4 | 60 | 74122000 | 510020MP 00015 | 510020MP 00060
510021MP | PIPES AND FITTINGS | PRESS FITTINGS | MP 5608 RAC.DIR. 1"M X 32/3 | IM | MULTIPRESS | 12.15 | 0.162 | 20 | 4 | 80 | 74122000 | 510021MP 00020 | 510021MP 00080
510022MP | PIPES AND FITTINGS | PRESS FITTINGS | MP 5613 RAC.DIR. 1"F X 32/3 | IM | MULTIPRESS | 11.27 | 0.153 | 15 | 4 | 60 | 74122000 | 510022MP 00015 | 510022MP 00060
510023MP | PIPES AND FITTINGS | PRESS FITTINGS | MP 5700 RAC.DIR. 32/3 X 20/2 | IM | MULTIPRESS | 12.44 | 0.154 | 15 | 4 | 60 | 74122000 | 510023MP 00015 | 510023MP 00060
510024MP | PIPES AND FITTINGS | PRESS FITTINGS | MP 5700 RAC.DIR. 32/3 X 16/2 | IM | MULTIPRESS | 11.7 | 0.145 | 15 | 4 | 60 | 74122000 | 510024MP 00015 | 510024MP 00060
510038MP | PIPES AND FITTINGS | PRESS FITTINGS | MP 5700 RAC.DIR. 18/2 X 18/2 | IM | MULTIPRESS | 7.1 | 0.068 | 40 | 4 | 160 | 74122000 | 510038MP 00040 | 510038MP 00160
510039MP | PIPES AND FITTINGS | PRESS FITTINGS | MP 5700 RAC.DIR. 20/2 X 18/2 | IM | MULTIPRESS | 7.1 | 0.07685 | 40 | 4 | 160 | 74122000 | 510039MP 00040 | 510039MP 00160
510040MP | PIPES AND FITTINGS | PRESS FITTINGS | MP 5700 RAC.DIR. 18/2 X 16/2 | IM | MULTIPRESS | 6.73 | 0.066 | 40 | 4 | 160 | 74122000 | 510040MP 00040 | 510040MP 00160
510041MP | PIPES AND FITTINGS | PRESS FITTINGS | MP 5700 RAC.DIR. 26/3 X 18/2 | IM | MULTIPRESS | 9.18 | 0.103 | 20 | 4 | 80 | 74122000 | 510041MP 00020 | 510041MP 00080
510042MP | PIPES AND FITTINGS | PRESS FITTINGS | MP 5608 RAC.DIR. 1/2M X 18/2 | IM | MULTIPRESS | 4.851 | 0.058 | 40 | 4 | 160 | 74122000 | 510042MP 00040 | 510042MP 00160
510043MP | PIPES AND FITTINGS | PRESS FITTINGS | MP 5608 RAC.DIR. 3/4M X 18/2 | IM | MULTIPRESS | 6.18 | 0.08 | 30 | 4 | 120 | 74122000 | 510043MP 00030 | 510043MP 00120
510044MP | PIPES AND FITTINGS | PRESS FITTINGS | MP 5608 RAC.DIR. 1"M X 26/3 | IM | MULTIPRESS | 10.06 | 0.135 | 20 | 4 | 80 | 74122000 | 510044MP 00020 | 510044MP 00080
510045MP | PIPES AND FITTINGS | PRESS FITTINGS | MP 5613 RAC.DIR. 1/2F X 18/2 | IM | MULTIPRESS | 5.56 | 0.057 | 40 | 4 | 160 | 74122000 | 510045MP 00040 | 510045MP 00160
510046MP | PIPES AND FITTINGS | PRESS FITTINGS | MP 5613 RAC.DIR. 3/4F X 18/2 | IM | MULTIPRESS | 6.59 | 0.074 | 30 | 4 | 120 | 74122000 | 510046MP 00030 | 510046MP 00120
510047MP | PIPES AND FITTINGS | PRESS FITTINGS | MP 5613 RAC.DIR. 1"F X 26/3 | IM | MULTIPRESS | 9.01 | 0.12 | 15 | 4 | 60 | 74122000 | 510047MP 00015 | 510047MP 00060
510048MP | PIPES AND FITTINGS | PRESS FITTINGS | MP 5609 RAC.DIR. 1/2MX16/2 OR | IM | MULTIPRESS | 5.22 | 0.0599 | 40 | 4 | 160 | 74122000 | 510048MP 00040 | 510048MP 00160
510050MP | PIPES AND FITTINGS | PRESS FITTINGS | MP 5609 RAC.DIR. 1/2MX20/2 OR | IM | MULTIPRESS | 5.71 | 0.0704 | 40 | 4 | 160 | 74122000 | 510050MP 00040 | 510050MP 00160
510062MP | PIPES AND FITTINGS | PRESS FITTINGS | MP 5780 RAC.MUR.DOP.1/2FX16/2 | IM | MULTIPRESS | 24.42 | 0.379 | 8 | 4 | 32 | 74122000 | 510062MP 00008 | 510062MP 00032
510064MP | PIPES AND FITTINGS | PRESS FITTINGS | MP 5780 RAC.MUR.DOP.1/2FX20/2 | IM | MULTIPRESS | 26.34 | 0.405 | 8 | 4 | 32 | 74122000 | 510064MP 00008 | 510064MP 00032
510065MP | PIPES AND FITTINGS | PRESS FITTINGS | MP 5702 RAC. SALD. D.15 X 16/2 | IM | MULTIPRESS | 10.57 | 0.073 | 25 | 4 | 100 | 74122000 | 510065MP 00025 | 510065MP 00100
510066MP | PIPES AND FITTINGS | PRESS FITTINGS | MP 5702 RAC. SALD. D.18 X 20/2 | IM | MULTIPRESS | 11.77 | 0.098 | 25 | 4 | 100 | 74122000 | 510066MP 00025 | 510066MP 00100
510067MP | PIPES AND FITTINGS | PRESS FITTINGS | MP 5702 RAC. SALD. D.22 X 26/3 | IM | MULTIPRESS | 15.73 | 0.125 | 20 | 4 | 80 | 74122000 | 510067MP 00020 | 510067MP 00080
510068MP | PIPES AND FITTINGS | PRESS FITTINGS | MP 5702 RAC. SALD. D.28 X 32/3 | IM | MULTIPRESS | 19.29 | 0.213 | 10 | 4 | 40 | 74122000 | 510068MP 00010 | 510068MP 00040
510071MP | PIPES AND FITTINGS | PRESS FITTINGS | MP 5701 TAPPO PRESSFITT 16/2 | IM | MULTIPRESS | 4.708 | 0.035 | 40 | 4 | 160 | 74122000 | 510071MP 00040 | 510071MP 00160
510072MP | PIPES AND FITTINGS | PRESS FITTINGS | MP 5701 TAPPO PRESSFITT 18/2 | IM | MULTIPRESS | 6.19 | 0.05 | 40 | 4 | 160 | 74122000 | 510072MP 00040 | 510072MP 00160
510073MP | PIPES AND FITTINGS | PRESS FITTINGS | MP 5701 TAPPO PRESSFITT 20/2 | IM | MULTIPRESS | 6.19 | 0.058 | 40 | 4 | 160 | 74122000 | 510073MP 00040 | 510073MP 00160
510074MP | PIPES AND FITTINGS | PRESS FITTINGS | MP 5701 TAPPO PRESSFITT 26/3 | IM | MULTIPRESS | 8.66 | 0.088 | 35 | 4 | 140 | 74122000 | 510074MP 00035 | 510074MP 00140
510075MP | PIPES AND FITTINGS | PRESS FITTINGS | MP 5701 TAPPO PRESSFITT 32/3 | IM | MULTIPRESS | 11.89 | 0.136 | 20 | 4 | 80 | 74122000 | 510075MP 00020 | 510075MP 00080
510076MP | PIPES AND FITTINGS | PRESS FITTINGS | MP 5703 BOC.3/4FX16/2 PRESFITT | IM | MULTIPRESS | 6.14 | 0.061 | 30 | 4 | 120 | 74122000 | 510076MP 00030 | 510076MP 00120
510077MP | PIPES AND FITTINGS | PRESS FITTINGS | MP 5703 BOC.3/4FX18/2 PRESFITT | IM | MULTIPRESS | 6.64 | 0.06655 | 30 | 4 | 120 | 74122000 | 510077MP 00030 | 510077MP 00120
510078MP | PIPES AND FITTINGS | PRESS FITTINGS | MP 5703 BOC.3/4FX20/2 PRESFITT | IM | MULTIPRESS | 6.66 | 0.077 | 30 | 4 | 120 | 74122000 | 510078MP 00030 | 510078MP 00120
510079MP | PIPES AND FITTINGS | PRESS FITTINGS | MP 5703 BOC.1"FX26/3 PRESFITT | IM | MULTIPRESS | 9.45 | 0.116 | 25 | 4 | 100 | 74122000 | 510079MP 00025 | 510079MP 00100
510080MP | PIPES AND FITTINGS | PRESS FITTINGS | MP 5703 BOC.1"1/4FX32/3 PRESFI | IM | MULTIPRESS | 13.98 | 0.201 | 15 | 4 | 60 | 74122000 | 510080MP 00015 | 510080MP 00060
510084MP | PIPES AND FITTINGS | PRESS FITTINGS | MP 5608 RAC.DIR. 3/8M X 16/2 | IM | MULTIPRESS | 5.79 | 0.047 | 50 | 4 | 200 | 74122000 | 510084MP 00050 | 510084MP 00200
510085MP | PIPES AND FITTINGS | PRESS FITTINGS | MP 5703 BOC.1/2FX16/2 | IM | MULTIPRESS | 5.23 | 0.058 | 40 | 4 | 160 | 74122000 | 510085MP 00040 | 510085MP 00160
510087MP | PIPES AND FITTINGS | PRESS FITTINGS | MP 5703 BOC.1/2FX20/2 PRESFITT | IM | MULTIPRESS | 6.14 | 0.07 | 30 | 4 | 120 | 74122000 | 510087MP 00030 | 510087MP 00120
510088MP | PIPES AND FITTINGS | PRESS FITTINGS | MP 5703 BOC.3/4FX26/3 PRESFITT | IM | MULTIPRESS | 8.06 | 0.097 | 30 | 4 | 120 | 74122000 | 510088MP 00030 | 510088MP 00120
510089MP | PIPES AND FITTINGS | PRESS FITTINGS | MP 5703 BOC. 1"FX32/3 PRESFITT | IM | MULTIPRESS | 12.78 | 0.142 | 20 | 4 | 80 | 74122000 | 510089MP 00020 | 510089MP 00080
510090MP | PIPES AND FITTINGS | PRESS FITTINGS | MP 5702 RAC. SALD. D.15 X 20/2 | IM | MULTIPRESS | 11.27 | 0.084 | 25 | 4 | 100 | 74122000 | 510090MP 00025 | 510090MP 00100
510091MP | PIPES AND FITTINGS | PRESS FITTINGS | MP 5702 RAC. SALD. D.22 X 20/2 | IM | MULTIPRESS | 15.13 | 0.12 | 20 | 4 | 80 | 74122000 | 510091MP 00020 | 510091MP 00080
510099MP | PIPES AND FITTINGS | PRESS FITTINGS | MP 5704 RACCORDO 45° 26 X 26 | IM | MULTIPRESS | 15.7 | 0.18 | 15 | 4 | 60 | 74122000 | 510099MP 00015 | 510099MP 00060
510100MP | PIPES AND FITTINGS | PRESS FITTINGS | MP 5704 RACCORDO 45° 32 X 32 | IM | MULTIPRESS | 18.09 | 0.21 | 10 | 4 | 40 | 74122000 | 510100MP 00010 | 510100MP 00040
510105MP | PIPES AND FITTINGS | PRESS FITTINGS | MP 5608 RAC.DIR. 3/4M X 16/2 | IM | MULTIPRESS | 6.61 | 0.077 | 30 | 4 | 120 | 74122000 | 510105MP 00030 | 510105MP 00120
510106MP | PIPES AND FITTINGS | PRESS FITTINGS | MP 5608 RAC.DIR. 1"1/4M X 32/3 | IM | MULTIPRESS | 26.28 | 0.288 | 10 | 4 | 40 | 74122000 | 510106MP 00010 | 510106MP 00040
510109MP | PIPES AND FITTINGS | PRESS FITTINGS | MP 5613 RAC.DIR. 3/4F X 16/2 | IM | MULTIPRESS | 6.19 | 0.072 | 30 | 4 | 120 | 74122000 | 510109MP 00030 | 510109MP 00120
510110MP | PIPES AND FITTINGS | PRESS FITTINGS | MP 5703 BOC.3/8FX16/2 PRESFITT | IM | MULTIPRESS | 5.57 | 0.045 | 40 | 4 | 160 | 74122000 | 510110MP 00040 | 510110MP 00160
510130MP | PIPES AND FITTINGS | PRESS FITTINGS | MP 5608 RAC.DIR. 3/4M X25/2.5 | IM | MULTIPRESS | 8.03 | 0.0958 | 30 | 4 | 120 | 74122000 | 510130MP 00030 | 510130MP 00120
510131MP | PIPES AND FITTINGS | PRESS FITTINGS | MP 5608 RAC.DIR. 1"M X 25/2,5 | IM | MULTIPRESS | 10.06 | 0.136 | 20 | 4 | 80 | 74122000 | 510131MP 00020 | 510131MP 00080
510132MP | PIPES AND FITTINGS | PRESS FITTINGS | MP 5613 RAC.DIR. 3/4F X 25/2,5 | IM | MULTIPRESS | 7.56 | 0.09 | 20 | 4 | 80 | 74122000 | 510132MP 00020 | 510132MP 00080
510133MP | PIPES AND FITTINGS | PRESS FITTINGS | MP 5613 RAC.DIR. 1"F X 25/2,5 | IM | MULTIPRESS | 9.01 | 0.122 | 15 | 4 | 60 | 74122000 | 510133MP 00015 | 510133MP 00060
510134MP | PIPES AND FITTINGS | PRESS FITTINGS | MP 5700 RAC.DIR. 25/2,5X25/2,5 | IM | MULTIPRESS | 10.57 | 0.128 | 20 | 4 | 80 | 74122000 | 510134MP 00020 | 510134MP 00080
510135MP | PIPES AND FITTINGS | PRESS FITTINGS | MP 5700 RAC.DIR. 25/2,5 X 16/2 | IM | MULTIPRESS | 8.83 | 0.104 | 20 | 4 | 80 | 74122000 | 510135MP 00020 | 510135MP 00080
510137MP | PIPES AND FITTINGS | PRESS FITTINGS | MP 5700 RAC.DIR. 25/2,5 X 20/2 | IM | MULTIPRESS | 9.18 | 0.113 | 20 | 4 | 80 | 74122000 | 510137MP 00020 | 510137MP 00080
510138MP | PIPES AND FITTINGS | PRESS FITTINGS | MP 5700 RAC.DIR. 32/3 X 25/2,5 | IM | MULTIPRESS | 13.39 | 0.17 | 15 | 4 | 60 | 74122000 | 510138MP 00015 | 510138MP 00060
510140MP | PIPES AND FITTINGS | PRESS FITTINGS | MP 5710 RAC.L 2 X 25/2,5 | IM | MULTIPRESS | 11.73 | 0.145 | 15 | 4 | 60 | 74122000 | 510140MP 00015 | 510140MP 00060
510141MP | PIPES AND FITTINGS | PRESS FITTINGS | MP 5711 RAC.L 3/4M X 25/2,5 | IM | MULTIPRESS | 9.33 | 0.114 | 20 | 4 | 80 | 74122000 | 510141MP 00020 | 510141MP 00080
510142MP | PIPES AND FITTINGS | PRESS FITTINGS | MP 5712 RAC.L 3/4F X 25/2,5 | IM | MULTIPRESS | 9.56 | 0.111 | 20 | 4 | 80 | 74122000 | 510142MP 00020 | 510142MP 00080
510143MP | PIPES AND FITTINGS | PRESS FITTINGS | MP 5720 RAC.T 3 X 25/2,5 | IM | MULTIPRESS | 17.36 | 0.217 | 10 | 4 | 40 | 74122000 | 510143MP 00010 | 510143MP 00040
510144MP | PIPES AND FITTINGS | PRESS FITTINGS | MP 5720RAC.T25/2,5X16/2X25/2,5 | IM | MULTIPRESS | 15.96 | 0.182 | 12 | 4 | 48 | 74122000 | 510144MP 00012 | 510144MP 00048
510146MP | PIPES AND FITTINGS | PRESS FITTINGS | MP 5720RAC.T25/2,5X20/2X25/2,5 | IM | MULTIPRESS | 16.34 | 0.188 | 12 | 4 | 48 | 74122000 | 510146MP 00012 | 510146MP 00048
510147MP | PIPES AND FITTINGS | PRESS FITTINGS | MP 5720 RAC.T 20/2X25/2,5X20/2 | IM | MULTIPRESS | 15.96 | 0.192 | 12 | 4 | 48 | 74122000 | 510147MP 00012 | 510147MP 00048
510148MP | PIPES AND FITTINGS | PRESS FITTINGS | MP 5720RAC.T25/2,5X25/2,5X16/2 | IM | MULTIPRESS | 15.96 | 0.18 | 12 | 4 | 48 | 74122000 | 510148MP 00012 | 510148MP 00048
510150MP | PIPES AND FITTINGS | PRESS FITTINGS | MP 5720RAC.T25/2,5X25/2,5X20/2 | IM | MULTIPRESS | 16.33 | 0.192 | 12 | 4 | 48 | 74122000 | 510150MP 00012 | 510150MP 00048
510151MP | PIPES AND FITTINGS | PRESS FITTINGS | MP 5720 RAC.T 32/3X32/3X25/2,5 | IM | MULTIPRESS | 26.59 | 0.312 | 8 | 4 | 32 | 74122000 | 510151MP 00008 | 510151MP 00032
510154MP | PIPES AND FITTINGS | PRESS FITTINGS | MP 5720 RAC.T 25/2,5X20/2X20/2 | IM | MULTIPRESS | 15.96 | 0.164 | 12 | 4 | 48 | 74122000 | 510154MP 00012 | 510154MP 00048
510155MP | PIPES AND FITTINGS | PRESS FITTINGS | MP 5720RAC.T32/3X25/2,5X25/2,5 | IM | MULTIPRESS | 25.21 | 0.301 | 8 | 4 | 32 | 74122000 | 510155MP 00008 | 510155MP 00032
510157MP | PIPES AND FITTINGS | PRESS FITTINGS | MP 5720 RAC.T 25/2,5X16/2X20/2 | IM | MULTIPRESS | 14.46 | 0.158 | 12 | 4 | 48 | 74122000 | 510157MP 00012 | 510157MP 00048
510158MP | PIPES AND FITTINGS | PRESS FITTINGS | MP 5720 RAC.T 25/2,5X20/2X16/2 | IM | MULTIPRESS | 14.46 | 0.155 | 12 | 4 | 48 | 74122000 | 510158MP 00012 | 510158MP 00048
510159MP | PIPES AND FITTINGS | PRESS FITTINGS | MP 5720 RAC.T 32/3X20/2X25/2,5 | IM | MULTIPRESS | 24.41 | 0.23 | 8 | 4 | 32 | 74122000 | 510159MP 00008 | 510159MP 00032
510160MP | PIPES AND FITTINGS | PRESS FITTINGS | MP 5720 RAC.T 32/3X25/2,5X20/2 | IM | MULTIPRESS | 24.41 | 0.29 | 8 | 4 | 32 | 74122000 | 510160MP 00008 | 510160MP 00032
510161MP | PIPES AND FITTINGS | PRESS FITTINGS | MP 5721RAC.T25/2,5X3/4MX25/2,5 | IM | MULTIPRESS | 14.06 | 0.182 | 10 | 4 | 40 | 74122000 | 510161MP 00010 | 510161MP 00040
510162MP | PIPES AND FITTINGS | PRESS FITTINGS | MP 5722 RAC.T 25/2,5X1/2FX20/2 | IM | MULTIPRESS | 14.61 | 0 | 12 | 4 | 48 | 74122000 | 510162MP 00012 | 510162MP 00048
510163MP | PIPES AND FITTINGS | PRESS FITTINGS | MP 5722RAC.T25/2,5X1/2FX25/2,5 | IM | MULTIPRESS | 14.25 | 0.163 | 12 | 4 | 48 | 74122000 | 510163MP 00012 | 510163MP 00048
510164MP | PIPES AND FITTINGS | PRESS FITTINGS | MP 5722RAC.T25/2,5X3/4FX25/2,5 | IM | MULTIPRESS | 13.42 | 0.177 | 10 | 4 | 40 | 74122000 | 510164MP 00010 | 510164MP 00040
510165MP | PIPES AND FITTINGS | PRESS FITTINGS | MP 5726RAC.T25/2,5XRUB.X25/2,5 | IM | MULTIPRESS | 44.77 |  |  |  | 0 |  | 510165MP 00000 | 510165MP 00000
510166MP | PIPES AND FITTINGS | PRESS FITTINGS | MP 5727RAC.T25/2,5XVAL.X25/2,5 | IM | MULTIPRESS | 46.66 | 0.47 | 3 | 4 | 12 | 74122000 | 510166MP 00003 | 510166MP 00012
510167MP | PIPES AND FITTINGS | PRESS FITTINGS | MP 5760 RAC.MUR. 3/4F X 25/2,5 | IM | MULTIPRESS | 13.31 | 0.183 | 10 | 4 | 40 | 74122000 | 510167MP 00010 | 510167MP 00040
510168MP | PIPES AND FITTINGS | PRESS FITTINGS | MP 5702 RAC. SALD. D.22X25/2,5 | IM | MULTIPRESS | 15.73 | 0.124 | 20 | 4 | 80 | 74122000 | 510168MP 00020 | 510168MP 00080
510169MP | PIPES AND FITTINGS | PRESS FITTINGS | MP 5704 RACCORDO 45° 25 X 25 | IM | MULTIPRESS | 15.7 | 0.19333 | 15 | 4 | 60 | 74122000 | 510169MP 00015 | 510169MP 00060
510170MP | PIPES AND FITTINGS | PRESS FITTINGS | MP 5701 TAPPO PRESSFITT 25/2,5 | IM | MULTIPRESS | 8.66 | 0.09 | 35 | 4 | 140 | 74122000 | 510170MP 00035 | 510170MP 00140
510171MP | PIPES AND FITTINGS | PRESS FITTINGS | MP 5703BOC.3/4FX25/2,5PRESFITT | IM | MULTIPRESS | 8.06 | 0.099 | 30 | 4 | 120 | 74122000 | 510171MP 00030 | 510171MP 00120
510172MP | PIPES AND FITTINGS | PRESS FITTINGS | MP 5703 BOC.1"FX25/2.5PRESFITT | IM | MULTIPRESS | 9.45 | 0.117 | 25 | 4 | 100 | 74122000 | 510172MP 00025 | 510172MP 00100
510174MP | PIPES AND FITTINGS | PRESS FITTINGS | MP 5720 RAC.T 32/3X25/2.5X32/3 | IM | MULTIPRESS | 26.59 | 0.319 | 8 | 4 | 32 | 74122000 | 510174MP 00008 | 510174MP 00032
510179MP | PIPES AND FITTINGS | PRESS FITTINGS | MP 5720 RAC.T 25X32/3X25 | IM | MULTIPRESS | 25.21 | 0.308 | 8 | 4 | 32 | 74122000 | 510179MP 00008 | 510179MP 00032
510181MP | PIPES AND FITTINGS | PRESS FITTINGS | MP 5700 RAC.DIR. 25/2,5X26/3 | IM | MULTIPRESS | 10.57 | 0.128 | 20 | 4 | 80 | 74122000 | 510181MP 00020 | 510181MP 00080
510182MP | PIPES AND FITTINGS | PRESS FITTINGS | MP 5720 T 20/2.25X16/2X20/2.25 | IM | MULTIPRESS | 10.96 | 0.125 | 16 | 4 | 64 | 74122000 | 510182MP 00016 | 510182MP 00064
510189CMP | PIPES AND FITTINGS | PRESS FITTINGS | MP 5730 RAC.T 16/2 X CAP.X16/2 | IM | MULTIPRESS | 37.32 | 0.306 | 3 | 4 | 12 | 74122000 | 510189CMP 00003 | 510189CMP 00012
510189MMP | PIPES AND FITTINGS | PRESS FITTINGS | MP 5729 RAC.T 16/2 X MAN.X16/2 | IM | MULTIPRESS | 45.14 | 0.35 | 3 | 4 | 12 | 74122000 | 510189MMP 00003 | 510189MMP 00012
510190CMP | PIPES AND FITTINGS | PRESS FITTINGS | MP 5730 RAC.T 18/2 X CAP.X18/2 | IM | MULTIPRESS | 38.47 | 0.309 | 3 | 4 | 12 | 74122000 | 510190CMP 00003 | 510190CMP 00012
510190MMP | PIPES AND FITTINGS | PRESS FITTINGS | MP 5729 RAC.T 18/2 X MAN.X18/2 | IM | MULTIPRESS | 46.26 | 0 | 3 | 4 | 12 | 74122000 | 510190MMP 00003 | 510190MMP 00012
510191CMP | PIPES AND FITTINGS | PRESS FITTINGS | MP 5730 RAC.T 20/2 X CAP.X20/2 | IM | MULTIPRESS | 38.47 | 0.33 | 3 | 4 | 12 | 74122000 | 510191CMP 00003 | 510191CMP 00012
510191MMP | PIPES AND FITTINGS | PRESS FITTINGS | MP 5729 RAC.T 20/2 X MAN.X20/2 | IM | MULTIPRESS | 46.26 | 0.367 | 3 | 4 | 12 | 74122000 | 510191MMP 00003 | 510191MMP 00012
510192CMP | PIPES AND FITTINGS | PRESS FITTINGS | MP 5730 RAC.T 16/2,25 CAP. | IM | MULTIPRESS | 37.32 | 0.311 | 3 | 4 | 12 | 74122000 | 510192CMP 00003 | 510192CMP 00012
510192MMP | PIPES AND FITTINGS | PRESS FITTINGS | MP 5729 RAC.T 16/2.25 MAN. | IM | MULTIPRESS | 45.14 | 0 | 3 | 4 | 12 | 74122000 | 510192MMP 00003 | 510192MMP 00012
510193CMP | PIPES AND FITTINGS | PRESS FITTINGS | MP 5730 RAC.T 20/2.25 CAP. | IM | MULTIPRESS | 38.47 | 0.327 | 3 | 4 | 12 | 74122000 | 510193CMP 00003 | 510193CMP 00012
510193MMP | PIPES AND FITTINGS | PRESS FITTINGS | MP 5729 RAC.T 20/2.25 MAN. | IM | MULTIPRESS | 46.26 | 0.369 | 3 | 4 | 12 | 74122000 | 510193MMP 00003 | 510193MMP 00012
510194CMP | PIPES AND FITTINGS | PRESS FITTINGS | MP 5730 RAC.T 20/2.5 CAP. | IM | MULTIPRESS | 38.47 | 0.222 | 3 | 4 | 12 | 74122000 | 510194CMP 00003 | 510194CMP 00012
510194MMP | PIPES AND FITTINGS | PRESS FITTINGS | MP 5729 RAC.T 20/2.5 MAN. | IM | MULTIPRESS | 46.26 | 0.37 | 3 | 4 | 12 | 74122000 | 510194MMP 00003 | 510194MMP 00012
510195MP | PIPES AND FITTINGS | PRESS FITTINGS | MP 5703 BOC.3/4FX20/2,5 PRESF. | IM | MULTIPRESS | 6.66 | 0.075 | 40 | 4 | 160 | 74122000 | 510195MP 00040 | 510195MP 00160
510200MP | PIPES AND FITTINGS | PRESS FITTINGS | MP 5700 RAC.DIR.20/2 X 20/2,5 | IM | MULTIPRESS | 7.1 | 0.081 | 40 | 4 | 160 | 74122000 | 510200MP 00040 | 510200MP 00160
510229MP | PIPES AND FITTINGS | PRESS FITTINGS | MP 5711 RAC.L 1"M X 25/2,5 | IM | MULTIPRESS | 14.46 | 0.1942 | 15 | 8 | 120 | 74122000 | 510229MP 00015 | 510229MP 00120
511001LMP | PIPES AND FITTINGS | PRESS FITTINGS | MP 5711L RAC.L 1/2M X 16/2 L. | IM | MULTIPRESS | 6.05 | 0.0688 | 40 | 4 | 160 | 74122000 | 511001LMP 00040 | 511001LMP 00160
511001MP | PIPES AND FITTINGS | PRESS FITTINGS | MP 5711 RAC.L 1/2M X 16/2 | IM | MULTIPRESS | 5.23 | 0.064 | 40 | 4 | 160 | 74122000 | 511001MP 00040 | 511001MP 00160
511002LMP | PIPES AND FITTINGS | PRESS FITTINGS | MP 5711L RAC.L 1/2M X 20/2 L. | IM | MULTIPRESS | 7.05 | 0.0744 | 30 | 4 | 120 | 74122000 | 511002LMP 00030 | 511002LMP 00120
511002MP | PIPES AND FITTINGS | PRESS FITTINGS | MP 5711 RAC.L 1/2M X 20/2 | IM | MULTIPRESS | 6.24 | 0.077 | 30 | 4 | 120 | 74122000 | 511002MP 00030 | 511002MP 00120
511003MP | PIPES AND FITTINGS | PRESS FITTINGS | MP 5711 RAC.L 3/4M X 20/2 | IM | MULTIPRESS | 7.84 | 0.094 | 20 | 4 | 80 | 74122000 | 511003MP 00020 | 511003MP 00080
511004MP | PIPES AND FITTINGS | PRESS FITTINGS | MP 5711 RAC.L 3/4M X 26/3 | IM | MULTIPRESS | 9.33 | 0.114 | 20 | 4 | 80 | 74122000 | 511004MP 00020 | 511004MP 00080
511005MP | PIPES AND FITTINGS | PRESS FITTINGS | MP 5712 RAC.L 1/2F X 16/2 | IM | MULTIPRESS | 4.911 | 0.058 | 30 | 4 | 120 | 74122000 | 511005MP 00030 | 511005MP 00120
511006MP | PIPES AND FITTINGS | PRESS FITTINGS | MP 5712 RAC.L 1/2F X 20/2 | IM | MULTIPRESS | 5.99 | 0.073 | 30 | 4 | 120 | 74122000 | 511006MP 00030 | 511006MP 00120
511007MP | PIPES AND FITTINGS | PRESS FITTINGS | MP 5712 RAC.L 3/4F X 20/2 | IM | MULTIPRESS | 7.71 | 0.128 | 25 | 4 | 100 | 74122000 | 511007MP 00025 | 511007MP 00100
511008MP | PIPES AND FITTINGS | PRESS FITTINGS | MP 5712 RAC.L 3/4F X 26/3 | IM | MULTIPRESS | 9.56 | 0.111 | 20 | 4 | 80 | 74122000 | 511008MP 00020 | 511008MP 00080
511009MP | PIPES AND FITTINGS | PRESS FITTINGS | MP 5710 RAC.L 2 X 16/2 | IM | MULTIPRESS | 6.31 | 0.063 | 30 | 4 | 120 | 74122000 | 511009MP 00030 | 511009MP 00120
511010MP | PIPES AND FITTINGS | PRESS FITTINGS | MP 5710 RAC.L 2 X 20/2 | IM | MULTIPRESS | 7.83 | 0.094 | 30 | 4 | 120 | 74122000 | 511010MP 00030 | 511010MP 00120
511011MP | PIPES AND FITTINGS | PRESS FITTINGS | MP 5710 RAC.L 2 X 26/3 | IM | MULTIPRESS | 11.73 | 0.145 | 15 | 4 | 60 | 74122000 | 511011MP 00015 | 511011MP 00060
511012MP | PIPES AND FITTINGS | PRESS FITTINGS | MP 5710 RAC.L 2 X 32/3 | IM | MULTIPRESS | 17.46 | 0.226 | 10 | 4 | 40 | 74122000 | 511012MP 00010 | 511012MP 00040
511013MP | PIPES AND FITTINGS | PRESS FITTINGS | MP 5711 RAC.L 1"M X 32/3 | IM | MULTIPRESS | 15.81 | 0.208 | 10 | 4 | 40 | 74122000 | 511013MP 00010 | 511013MP 00040
511014MP | PIPES AND FITTINGS | PRESS FITTINGS | MP 5712 RAC.L 1"F X 32/3 | IM | MULTIPRESS | 14.63 | 0.176 | 10 | 4 | 40 | 74122000 | 511014MP 00010 | 511014MP 00040
511015MP | PIPES AND FITTINGS | PRESS FITTINGS | MP 5715 R.L T/C D-15X170 X16/2 | IM | MULTIPRESS | 15.98 | 0.12 | 100 | 0 | 100 | 74122000 | 511015MP 00100 | 511015MP 00100
511016MP | PIPES AND FITTINGS | PRESS FITTINGS | MP 5715 R.L T/C D-15X350 X16/2 | IM | MULTIPRESS | 22.81 | 0.187 | 60 | 0 | 60 | 74122000 | 511016MP 00060 | 511016MP 00060
511017MP | PIPES AND FITTINGS | PRESS FITTINGS | MP 5715 R.L T/C D-15X1100X16/2 | IM | MULTIPRESS | 54.77 | 0.4465 | 50 | 0 | 50 | 74122000 | 511017MP 00050 | 511017MP 00050
511018MP | PIPES AND FITTINGS | PRESS FITTINGS | MP 5710 RAC.L 2 X 18/2 | IM | MULTIPRESS | 7.83 | 0.081 | 30 | 4 | 120 | 74122000 | 511018MP 00030 | 511018MP 00120
511019MP | PIPES AND FITTINGS | PRESS FITTINGS | MP 5712 RAC.L 1/2F X 18/2 | IM | MULTIPRESS | 5.99 | 0.066 | 30 | 4 | 120 | 74122000 | 511019MP 00030 | 511019MP 00120
511021MP | PIPES AND FITTINGS | PRESS FITTINGS | MP 5711 RAC.L 1/2M X 18/2 | IM | MULTIPRESS | 6.24 | 0.071 | 30 | 4 | 120 | 74122000 | 511021MP 00030 | 511021MP 00120
511025MP | PIPES AND FITTINGS | PRESS FITTINGS | MP 5715 R.L T/C D-15X170 X20/2 | IM | MULTIPRESS | 18.54 | 0.143 | 80 | 0 | 80 | 74122000 | 511025MP 00080 | 511025MP 00080
511026MP | PIPES AND FITTINGS | PRESS FITTINGS | MP 5715 R.L T/C D-15X350 X20/2 | IM | MULTIPRESS | 25.26 | 0.21 | 50 | 0 | 50 | 74122000 | 511026MP 00050 | 511026MP 00050
511027MP | PIPES AND FITTINGS | PRESS FITTINGS | MP 5715 R.L T/C D-15X1100X20/2 | IM | MULTIPRESS | 60 | 0.475 | 50 | 0 | 50 | 74122000 | 511027MP 00050 | 511027MP 00050
511029MP | PIPES AND FITTINGS | PRESS FITTINGS | MP 5712L RAC.L 1/2F X 16/2 | IM | MULTIPRESS | 5.5 | 0.058 | 25 | 4 | 100 | 74122000 | 511029MP 00025 | 511029MP 00100
511030MP | PIPES AND FITTINGS | PRESS FITTINGS | MP 5700 RAC.DIR. 2 X 16/2,25 | IM | MULTIPRESS | 5.57 | 0.058 | 40 | 4 | 160 | 74122000 | 511030MP 00040 | 511030MP 00160
511031MP | PIPES AND FITTINGS | PRESS FITTINGS | MP 5700 RAC.DI.20/2,25X16/2,25 | IM | MULTIPRESS | 6.73 | 0.075 | 40 | 4 | 160 | 74122000 | 511031MP 00040 | 511031MP 00160
511032MP | PIPES AND FITTINGS | PRESS FITTINGS | MP 5700 RAC.DIR.20/2,5X16/2,25 | IM | MULTIPRESS | 6.73 | 0.075 | 40 | 4 | 160 | 74122000 | 511032MP 00040 | 511032MP 00160
511034MP | PIPES AND FITTINGS | PRESS FITTINGS | MP 5700 RAC.DIR.2 X 20/2,25 | IM | MULTIPRESS | 7.1 | 0.085 | 40 | 4 | 160 | 74122000 | 511034MP 00040 | 511034MP 00160
511035MP | PIPES AND FITTINGS | PRESS FITTINGS | MP 5700 RAC.DIR.25/2,5X20/2,25 | IM | MULTIPRESS | 9.18 | 0.113 | 20 | 4 | 80 | 74122000 | 511035MP 00020 | 511035MP 00080
511036MP | PIPES AND FITTINGS | PRESS FITTINGS | MP 5700 RAC.DIR.26/3 X 20/2,25 | IM | MULTIPRESS | 9.18 | 0.112 | 20 | 4 | 80 | 74122000 | 511036MP 00020 | 511036MP 00080
511037MP | PIPES AND FITTINGS | PRESS FITTINGS | MP 5700 RAC.DIR.2 X 20/2,50 | IM | MULTIPRESS | 7.1 | 0.0863 | 40 | 4 | 160 | 74122000 | 511037MP 00040 | 511037MP 00160
511038MP | PIPES AND FITTINGS | PRESS FITTINGS | MP 5700 RAC.DIR.25/2,5X20/2,5 | IM | MULTIPRESS | 9.18 | 0.113 | 20 | 4 | 80 | 74122000 | 511038MP 00020 | 511038MP 00080
511039MP | PIPES AND FITTINGS | PRESS FITTINGS | MP 5700 RAC.DIR.26/3 X 20/2,5 | IM | MULTIPRESS | 9.18 | 0.118 | 20 | 4 | 80 | 74122000 | 511039MP 00020 | 511039MP 00080
511040MP | PIPES AND FITTINGS | PRESS FITTINGS | MP 5613 RAC.DIR.1/2F X 16/2,25 | IM | MULTIPRESS | 4.684 | 0.062 | 40 | 4 | 160 | 74122000 | 511040MP 00040 | 511040MP 00160
511041MP | PIPES AND FITTINGS | PRESS FITTINGS | MP 5613 RAC.DIR.1/2F X 20/2,25 | IM | MULTIPRESS | 5.56 | 0.063 | 40 | 4 | 160 | 74122000 | 511041MP 00040 | 511041MP 00160
511042MP | PIPES AND FITTINGS | PRESS FITTINGS | MP 5613 RAC.DIR.1/2F X 20/2,50 | IM | MULTIPRESS | 5.56 | 0.062 | 40 | 4 | 160 | 74122000 | 511042MP 00040 | 511042MP 00160
511044MP | PIPES AND FITTINGS | PRESS FITTINGS | MP 5613 RAC.DIR.3/4F X 20/2,50 | IM | MULTIPRESS | 6.59 | 0.084 | 30 | 4 | 120 | 74122000 | 511044MP 00030 | 511044MP 00120
511045MP | PIPES AND FITTINGS | PRESS FITTINGS | MP 5608 RAC.DIR.1/2M X 16/2,25 | IM | MULTIPRESS | 4.192 | 0.059 | 40 | 4 | 160 | 74122000 | 511045MP 00040 | 511045MP 00160
511046MP | PIPES AND FITTINGS | PRESS FITTINGS | MP 5608 RAC.DIR.1/2M X 20/2,25 | IM | MULTIPRESS | 4.851 | 0.065 | 40 | 4 | 160 | 74122000 | 511046MP 00040 | 511046MP 00160
511047MP | PIPES AND FITTINGS | PRESS FITTINGS | MP 5608 RAC.DIR.1/2M X 20/2,50 | IM | MULTIPRESS | 4.851 | 0.065 | 40 | 4 | 160 | 74122000 | 511047MP 00040 | 511047MP 00160
511048MP | PIPES AND FITTINGS | PRESS FITTINGS | MP 5608 RAC.DIR.3/4M X 20/2,25 | IM | MULTIPRESS | 6.18 | 0.082 | 30 | 4 | 120 | 74122000 | 511048MP 00030 | 511048MP 00120
511049MP | PIPES AND FITTINGS | PRESS FITTINGS | MP 5608 RAC.DIR.3/4M X 20/2,50 | IM | MULTIPRESS | 6.18 | 0.081 | 30 | 4 | 120 | 74122000 | 511049MP 00030 | 511049MP 00120
511050MP | PIPES AND FITTINGS | PRESS FITTINGS | MP 5609 RAC.DIR.1/2MX16/2,25OR | IM | MULTIPRESS | 5.22 | 0.06528 | 40 | 4 | 160 | 74122000 | 511050MP 00040 | 511050MP 00160
511051MP | PIPES AND FITTINGS | PRESS FITTINGS | MP 5609 RAC.DIR.1/2MX20/2,25OR | IM | MULTIPRESS | 5.71 | 0.072 | 40 | 4 | 160 | 74122000 | 511051MP 00040 | 511051MP 00160
511053MP | PIPES AND FITTINGS | PRESS FITTINGS | MP 5710 RAC. L 2 X 16/2,25 | IM | MULTIPRESS | 6.31 | 0.0643 | 30 | 4 | 120 | 74122000 | 511053MP 00030 | 511053MP 00120
511054MP | PIPES AND FITTINGS | PRESS FITTINGS | MP 5710 RAC. L 2 X 20/2,25 | IM | MULTIPRESS | 7.83 | 0.095 | 30 | 4 | 120 | 74122000 | 511054MP 00030 | 511054MP 00120
511055MP | PIPES AND FITTINGS | PRESS FITTINGS | MP 5710 RAC. L 2 X 20/2,5 | IM | MULTIPRESS | 7.83 | 0.098 | 30 | 4 | 120 | 74122000 | 511055MP 00030 | 511055MP 00120
511056MP | PIPES AND FITTINGS | PRESS FITTINGS | MP 5712 RAC. L 1/2F X 16/2,25 | IM | MULTIPRESS | 4.911 | 0.059 | 30 | 4 | 120 | 74122000 | 511056MP 00030 | 511056MP 00120
511057MP | PIPES AND FITTINGS | PRESS FITTINGS | MP 5712 RAC. L 1/2F X 20/2,25 | IM | MULTIPRESS | 5.99 | 0.072 | 30 | 4 | 120 | 74122000 | 511057MP 00030 | 511057MP 00120
511058MP | PIPES AND FITTINGS | PRESS FITTINGS | MP 5712 RAC. L 1/2F X 20/2,50 | IM | MULTIPRESS | 5.99 | 0.072 | 30 | 4 | 120 | 74122000 | 511058MP 00030 | 511058MP 00120
511059MP | PIPES AND FITTINGS | PRESS FITTINGS | MP 5712 RAC. L 3/4F X 20/2,25 | IM | MULTIPRESS | 7.71 | 0.095 | 25 | 4 | 100 | 74122000 | 511059MP 00025 | 511059MP 00100
511060MP | PIPES AND FITTINGS | PRESS FITTINGS | MP 5712 RAC. L 3/4F X 20/2,5 | IM | MULTIPRESS | 7.71 | 0.095 | 25 | 4 | 100 | 74122000 | 511060MP 00025 | 511060MP 00100
511061MP | PIPES AND FITTINGS | PRESS FITTINGS | MP 5712L RAC.L 1/2F X 16/2.25 | IM | MULTIPRESS | 5.5 | 0.07175 | 25 | 4 | 100 | 74122000 | 511061MP 00025 | 511061MP 00100
511062MP | PIPES AND FITTINGS | PRESS FITTINGS | MP 5711 RAC. L 1/2M X 16/2,25 | IM | MULTIPRESS | 5.23 | 0.065 | 40 | 4 | 160 | 74122000 | 511062MP 00040 | 511062MP 00160
511063MP | PIPES AND FITTINGS | PRESS FITTINGS | MP 5711 RAC. L 1/2M X 20/2,25 | IM | MULTIPRESS | 6.24 | 0.077 | 30 | 4 | 120 | 74122000 | 511063MP 00030 | 511063MP 00120
511064MP | PIPES AND FITTINGS | PRESS FITTINGS | MP 5711 RAC. L 1/2M X 20/2,50 | IM | MULTIPRESS | 6.24 | 0.078 | 30 | 4 | 120 | 74122000 | 511064MP 00030 | 511064MP 00120
511065MP | PIPES AND FITTINGS | PRESS FITTINGS | MP 5711 RAC. L 3/4M X 20/2,25 | IM | MULTIPRESS | 7.84 | 0.099 | 20 | 4 | 80 | 74122000 | 511065MP 00020 | 511065MP 00080
511066MP | PIPES AND FITTINGS | PRESS FITTINGS | MP 5711 RAC. L 3/4M X 20/2,5 | IM | MULTIPRESS | 7.84 | 0.099 | 20 | 4 | 80 | 74122000 | 511066MP 00020 | 511066MP 00080
511067MP | PIPES AND FITTINGS | PRESS FITTINGS | MP 5720 RAC. T 3 X 16/2,25 | IM | MULTIPRESS | 8.07 | 0.098 | 20 | 4 | 80 | 74122000 | 511067MP 00020 | 511067MP 00080
511068MP | PIPES AND FITTINGS | PRESS FITTINGS | MP 5720 RAC.T20/2.25X16/2X16/2 | IM | MULTIPRESS | 10.57 | 0.11 | 16 | 4 | 64 | 74122000 | 511068MP 00016 | 511068MP 00064
511070MP | PIPES AND FITTINGS | PRESS FITTINGS | MP 5720 RAC. T 3 X 20/2,25 | IM | MULTIPRESS | 11.31 | 0.143 | 16 | 4 | 64 | 74122000 | 511070MP 00016 | 511070MP 00064
511071MP | PIPES AND FITTINGS | PRESS FITTINGS | MP 5720 T 20/2,5X16/2X20/2,5 | IM | MULTIPRESS | 10.96 | 0.128 | 16 | 4 | 64 | 74122000 | 511071MP 00016 | 511071MP 00064
511072MP | PIPES AND FITTINGS | PRESS FITTINGS | MP 5720 T20/2,5X16/2,25X20/2,5 | IM | MULTIPRESS | 10.96 | 0.128 | 16 | 4 | 64 | 74122000 | 511072MP 00016 | 511072MP 00064
511073MP | PIPES AND FITTINGS | PRESS FITTINGS | MP 5720 RAC. T 3 X 20/2,5 | IM | MULTIPRESS | 11.31 | 0.145 | 16 | 4 | 64 | 74122000 | 511073MP 00016 | 511073MP 00064
511074MP | PIPES AND FITTINGS | PRESS FITTINGS | MP 5720 T25/2,5X16/2,25X25/2,5 | IM | MULTIPRESS | 15.96 | 0.182 | 12 | 4 | 48 | 74122000 | 511074MP 00012 | 511074MP 00048
511075MP | PIPES AND FITTINGS | PRESS FITTINGS | MP 5720 T25/2,5X20/2,25X25/2,5 | IM | MULTIPRESS | 16.34 | 0.188 | 12 | 4 | 48 | 74122000 | 511075MP 00012 | 511075MP 00048
511076MP | PIPES AND FITTINGS | PRESS FITTINGS | MP 5720 T 25/2,5X20/2,5X25/2,5 | IM | MULTIPRESS | 16.34 | 0.188 | 12 | 4 | 48 | 74122000 | 511076MP 00012 | 511076MP 00048
511077MP | PIPES AND FITTINGS | PRESS FITTINGS | MP 5720 RAC.T26/3X16/2,25X26/3 | IM | MULTIPRESS | 15.96 | 0.181 | 12 | 4 | 48 | 74122000 | 511077MP 00012 | 511077MP 00048
511078MP | PIPES AND FITTINGS | PRESS FITTINGS | MP 5720 RAC.T26/3X20/2,25X26/3 | IM | MULTIPRESS | 16.34 | 0.185 | 12 | 4 | 48 | 74122000 | 511078MP 00012 | 511078MP 00048
511081MP | PIPES AND FITTINGS | PRESS FITTINGS | MP 5720 RAC.T32/3X20/2,25X32/3 | IM | MULTIPRESS | 25.33 | 0.26 | 8 | 4 | 32 | 74122000 | 511081MP 00008 | 511081MP 00032
511082MP | PIPES AND FITTINGS | PRESS FITTINGS | MP 5720 RAC.T32/3X20/2,50X32/3 | IM | MULTIPRESS | 25.33 | 0.26 | 8 | 4 | 32 | 74122000 | 511082MP 00008 | 511082MP 00032
511083MP | PIPES AND FITTINGS | PRESS FITTINGS | MP 5722 T 16/2,25X1/2FX16/2,25 | IM | MULTIPRESS | 8.58 | 0.106 | 20 | 4 | 80 | 74122000 | 511083MP 00020 | 511083MP 00080
511084MP | PIPES AND FITTINGS | PRESS FITTINGS | MP 5722 T 20/2,25X1/2FX20/2,25 | IM | MULTIPRESS | 10.22 | 0.12 | 16 | 4 | 64 | 74122000 | 511084MP 00016 | 511084MP 00064
511085MP | PIPES AND FITTINGS | PRESS FITTINGS | MP 5722 T 20/2,5X1/2FX20/2,5 | IM | MULTIPRESS | 10.22 | 0.024 | 16 | 4 | 64 | 74122000 | 511085MP 00016 | 511085MP 00064
511089MP | PIPES AND FITTINGS | PRESS FITTINGS | MP 5722 T 20/2,5X3/4FX20/2,5 | IM | MULTIPRESS | 12.31 | 0.135 | 16 | 4 | 64 | 74122000 | 511089MP 00016 | 511089MP 00064
511091MP | PIPES AND FITTINGS | PRESS FITTINGS | MP 5721 T 20/2,25X1/2MX20/2,25 | IM | MULTIPRESS | 10.59 | 0.143 | 16 | 4 | 64 | 74122000 | 511091MP 00016 | 511091MP 00064
511092MP | PIPES AND FITTINGS | PRESS FITTINGS | MP 5721 T 20/2,5X1/2MX20/2,5 | IM | MULTIPRESS | 10.59 | 0.145 | 16 | 4 | 64 | 74122000 | 511092MP 00016 | 511092MP 00064
511096MP | PIPES AND FITTINGS | PRESS FITTINGS | MP 5760 RAC.L MUR.1/2FX16/2,25 | IM | MULTIPRESS | 8.61 | 0.129 | 15 | 4 | 60 | 74122000 | 511096MP 00015 | 511096MP 00060
511097MP | PIPES AND FITTINGS | PRESS FITTINGS | MP 5760 RAC.L MUR.1/2FX20/2,25 | IM | MULTIPRESS | 9.62 | 0.143 | 15 | 4 | 60 | 74122000 | 511097MP 00015 | 511097MP 00060
511098MP | PIPES AND FITTINGS | PRESS FITTINGS | MP 5760 RAC.MUR. 1/2F X 20/2,5 | IM | MULTIPRESS | 9.62 | 0.143 | 15 | 4 | 60 | 74122000 | 511098MP 00015 | 511098MP 00060
511099MP | PIPES AND FITTINGS | PRESS FITTINGS | MP 5760 RAC.L MUR.3/4FX20/2,25 | IM | MULTIPRESS | 12.58 | 0.176 | 10 | 4 | 40 | 74122000 | 511099MP 00010 | 511099MP 00040
511100MP | PIPES AND FITTINGS | PRESS FITTINGS | MP 5760 RAC.MUR.3/4F X 20/2,5 | IM | MULTIPRESS | 12.58 | 0.177 | 10 | 4 | 40 | 74122000 | 511100MP 00010 | 511100MP 00040
511101MP | PIPES AND FITTINGS | PRESS FITTINGS | MP 5721 RAC.T 18/2X3/4MX18/2 | IM | MULTIPRESS | 12.09 | 0.129 | 16 | 4 | 64 | 74122000 | 511101MP 00016 | 511101MP 00064
511102MP | PIPES AND FITTINGS | PRESS FITTINGS | MP 5712L RAC.L 1/2F X 18/2 | IM | MULTIPRESS | 6.57 | 0.075 | 25 | 4 | 100 | 74122000 | 511102MP 00025 | 511102MP 00100
511103MP | PIPES AND FITTINGS | PRESS FITTINGS | MP 5712L RAC.L 1/2F X 20/2 | IM | MULTIPRESS | 6.57 | 0.08 | 25 | 4 | 100 | 74122000 | 511103MP 00025 | 511103MP 00100
511104MP | PIPES AND FITTINGS | PRESS FITTINGS | MP 5712L RAC.L 1/2F X 20/2.25 | IM | MULTIPRESS | 6.57 | 0.081 | 25 | 4 | 100 | 74122000 | 511104MP 00025 | 511104MP 00100
511105MP | PIPES AND FITTINGS | PRESS FITTINGS | MP 5712L RAC.L 1/2F X 20/2.5 | IM | MULTIPRESS | 6.57 | 0.082 | 25 | 4 | 100 | 74122000 | 511105MP 00025 | 511105MP 00100
511106MP | PIPES AND FITTINGS | PRESS FITTINGS | MP 5781 RAC.MUR.DOP.1/2FX16/2 | IM | MULTIPRESS | 16.4 | 0.18 | 8 | 4 | 32 | 74122000 | 511106MP 00008 | 511106MP 00032
511108MP | PIPES AND FITTINGS | PRESS FITTINGS | MP 5781 RAC.MUR.DOP.1/2FX20/2 | IM | MULTIPRESS | 17.63 | 0.196 | 8 | 4 | 32 | 74122000 | 511108MP 00008 | 511108MP 00032
511109MP | PIPES AND FITTINGS | PRESS FITTINGS | MP 5769 KIT MUR.+STAF.1/2X16/2 | IM | MULTIPRESS | 39.45 | 0.482 | 15 | 0 | 15 | 74122000 | 511109MP 00015 | 511109MP 00015
511111MP | PIPES AND FITTINGS | PRESS FITTINGS | MP 5769 KIT MUR.+STAF.1/2X20/2 | IM | MULTIPRESS | 41.9 | 0.517 | 15 | 0 | 15 | 74122000 | 511111MP 00015 | 511111MP 00015
511113MP | PIPES AND FITTINGS | PRESS FITTINGS | MP 5711 RAC.L 1"M X 26/3 | IM | MULTIPRESS | 14.46 | 0.19132 | 10 | 4 | 40 | 74122000 | 511113MP 00010 | 511113MP 00040
511114MP | PIPES AND FITTINGS | PRESS FITTINGS | MP 5712 RAC.L 1"F X 26/3 | IM | MULTIPRESS | 14.54 | 0.1753 | 10 | 4 | 40 | 74122000 | 511114MP 00010 | 511114MP 00040
511115MP | PIPES AND FITTINGS | PRESS FITTINGS | MP 5607 RAC.FASTEC X 16/2 | IM | MULTIPRESS | 5.43 | 0.0622 | 40 | 4 | 160 | 74122000 | 511115MP 00040 | 511115MP 00160
511116MP | PIPES AND FITTINGS | PRESS FITTINGS | MP 5607 RAC.FASTEC X 16/2,25 | IM | MULTIPRESS | 5.43 | 0.063 | 40 | 4 | 160 | 74122000 | 511116MP 00040 | 511116MP 00160
511117MP | PIPES AND FITTINGS | PRESS FITTINGS | MP 5607 RAC.FASTEC X 18/2 | IM | MULTIPRESS | 6.01 | 0.066 | 40 | 4 | 160 | 74122000 | 511117MP 00040 | 511117MP 00160
511118MP | PIPES AND FITTINGS | PRESS FITTINGS | MP 5607 RAC.FASTEC X 20/2 | IM | MULTIPRESS | 6.01 | 0.0716 | 40 | 4 | 160 | 74122000 | 511118MP 00040 | 511118MP 00160
511119MP | PIPES AND FITTINGS | PRESS FITTINGS | MP 5607 RAC.FASTEC X 20/2,25 | IM | MULTIPRESS | 6.01 | 0.0734 | 40 | 4 | 160 | 74122000 | 511119MP 00040 | 511119MP 00160
511120MP | PIPES AND FITTINGS | PRESS FITTINGS | MP 5607 RAC.FASTEC X 20/2,5 | IM | MULTIPRESS | 6.01 | 0.0732 | 40 | 4 | 160 | 74122000 | 511120MP 00040 | 511120MP 00160
511121MP | PIPES AND FITTINGS | PRESS FITTINGS | MP 5607 RAC.FASTEC X 25/2,5 | IM | MULTIPRESS | 7.8 | 0.089 | 30 | 4 | 120 | 74122000 | 511121MP 00030 | 511121MP 00120
511122MP | PIPES AND FITTINGS | PRESS FITTINGS | MP 5607 RAC.FASTEC X 26/3 | IM | MULTIPRESS | 7.8 | 0.0874 | 30 | 4 | 120 | 74122000 | 511122MP 00030 | 511122MP 00120
511123MP | PIPES AND FITTINGS | PRESS FITTINGS | MP 5711 RAC.L 3/8M X 16/2 | IM | MULTIPRESS | 5.38 | 0.066 | 40 | 4 | 160 | 74122000 | 511123MP 00040 | 511123MP 00160
512001MP | PIPES AND FITTINGS | PRESS FITTINGS | MP 5720 RAC.T 3 X 16/2 | IM | MULTIPRESS | 8.07 | 0.093 | 20 | 4 | 80 | 74122000 | 512001MP 00020 | 512001MP 00080
512002MP | PIPES AND FITTINGS | PRESS FITTINGS | MP 5720 RAC.T 3 X 20/2 | IM | MULTIPRESS | 11.31 | 0.14 | 16 | 4 | 64 | 74122000 | 512002MP 00016 | 512002MP 00064
512003MP | PIPES AND FITTINGS | PRESS FITTINGS | MP 5720 RAC.T 3 X 26/3 | IM | MULTIPRESS | 17.36 | 0.211 | 10 | 4 | 40 | 74122000 | 512003MP 00010 | 512003MP 00040
512004MP | PIPES AND FITTINGS | PRESS FITTINGS | MP 5720 RAC.T 20/2X16/2X20/2 | IM | MULTIPRESS | 10.96 | 0.123 | 16 | 4 | 64 | 74122000 | 512004MP 00016 | 512004MP 00064
512005MP | PIPES AND FITTINGS | PRESS FITTINGS | MP 5720 RAC.T 26/3X16/2X26/3 | IM | MULTIPRESS | 15.96 | 0.178 | 12 | 4 | 48 | 74122000 | 512005MP 00012 | 512005MP 00048
512006MP | PIPES AND FITTINGS | PRESS FITTINGS | MP 5720 RAC.T 26/3X20/2X26/3 | IM | MULTIPRESS | 16.34 | 0.184 | 12 | 4 | 48 | 74122000 | 512006MP 00012 | 512006MP 00048
512007MP | PIPES AND FITTINGS | PRESS FITTINGS | MP 5720 RAC.T 20/2X20/2X16/2 | IM | MULTIPRESS | 10.96 | 0.126 | 16 | 4 | 64 | 74122000 | 512007MP 00016 | 512007MP 00064
512008MP | PIPES AND FITTINGS | PRESS FITTINGS | MP 5720 RAC.T 26/3X26/3X20/2 | IM | MULTIPRESS | 16.33 | 0.189 | 12 | 4 | 48 | 74122000 | 512008MP 00012 | 512008MP 00048
512009MP | PIPES AND FITTINGS | PRESS FITTINGS | MP 5720 RAC.T 20/2X16/2X16/2 | IM | MULTIPRESS | 10.57 | 0.11 | 16 | 4 | 64 | 74122000 | 512009MP 00016 | 512009MP 00064
512010MP | PIPES AND FITTINGS | PRESS FITTINGS | MP 5720 RAC.T 26/3X16/2X20/2 | IM | MULTIPRESS | 14.46 | 0.158 | 12 | 4 | 48 | 74122000 | 512010MP 00012 | 512010MP 00048
512011MP | PIPES AND FITTINGS | PRESS FITTINGS | MP 5720 RAC.T 26/3X20/2X16/2 | IM | MULTIPRESS | 14.46 | 0.158 | 12 | 4 | 48 | 74122000 | 512011MP 00012 | 512011MP 00048
512012MP | PIPES AND FITTINGS | PRESS FITTINGS | MP 5720 RAC.T 26/3X20/2X20/2 | IM | MULTIPRESS | 15.96 | 0.163 | 12 | 4 | 48 | 74122000 | 512012MP 00012 | 512012MP 00048
512013MP | PIPES AND FITTINGS | PRESS FITTINGS | MP 5720 RAC.T 16/2X20/2X16/2 | IM | MULTIPRESS | 10.57 | 0.123 | 16 | 4 | 64 | 74122000 | 512013MP 00016 | 512013MP 00064
512014MP | PIPES AND FITTINGS | PRESS FITTINGS | MP 5720 RAC.T 20/2X26/3X20/2 | IM | MULTIPRESS | 15.96 | 0.193 | 12 | 4 | 48 | 74122000 | 512014MP 00012 | 512014MP 00048
512015MP | PIPES AND FITTINGS | PRESS FITTINGS | MP 5720 RAC.T 32/3X16/2X32/3 | IM | MULTIPRESS | 22.79 | 0.254 | 8 | 4 | 32 | 74122000 | 512015MP 00008 | 512015MP 00032
512016MP | PIPES AND FITTINGS | PRESS FITTINGS | MP 5720 RAC.T 32/3X20/2X32/3 | IM | MULTIPRESS | 25.33 | 0.257 | 8 | 4 | 32 | 74122000 | 512016MP 00008 | 512016MP 00032
512017MP | PIPES AND FITTINGS | PRESS FITTINGS | MP 5720 RAC.T 32/3X26/3X26/3 | IM | MULTIPRESS | 25.21 | 0.3 | 8 | 4 | 32 | 74122000 | 512017MP 00008 | 512017MP 00032
512018MP | PIPES AND FITTINGS | PRESS FITTINGS | MP 5720 RAC.T 32/3X26/3X32/3 | IM | MULTIPRESS | 26.59 | 0.318 | 8 | 4 | 32 | 74122000 | 512018MP 00008 | 512018MP 00032
512019MP | PIPES AND FITTINGS | PRESS FITTINGS | MP 5720 RAC.T 26/3X32/3X26/3 | IM | MULTIPRESS | 25.21 | 0.314 | 8 | 4 | 32 | 74122000 | 512019MP 00008 | 512019MP 00032
512020MP | PIPES AND FITTINGS | PRESS FITTINGS | MP 5720 RAC.T 3 X 32/3 | IM | MULTIPRESS | 27.73 | 0.33 | 8 | 4 | 32 | 74122000 | 512020MP 00008 | 512020MP 00032
512021MP | PIPES AND FITTINGS | PRESS FITTINGS | MP 5720 RAC.T 32/3X20/2X20/2 | IM | MULTIPRESS | 24.27 | 0.263 | 8 | 4 | 32 | 74122000 | 512021MP 00008 | 512021MP 00032
512022MP | PIPES AND FITTINGS | PRESS FITTINGS | MP 5722 RAC.T 16/2X1/2FX16/2 | IM | MULTIPRESS | 8.58 | 0.105 | 20 | 4 | 80 | 74122000 | 512022MP 00020 | 512022MP 00080
512023MP | PIPES AND FITTINGS | PRESS FITTINGS | MP 5722 RAC.T 20/2X3/4FX20/2 | IM | MULTIPRESS | 12.31 | 0.132 | 16 | 4 | 64 | 74122000 | 512023MP 00016 | 512023MP 00064
512024MP | PIPES AND FITTINGS | PRESS FITTINGS | MP 5720 RAC.T 32/3X26/3X20/2 | IM | MULTIPRESS | 24.41 | 0.282 | 8 | 4 | 32 | 74122000 | 512024MP 00008 | 512024MP 00032
512027MP | PIPES AND FITTINGS | PRESS FITTINGS | MP 5722 RAC.T 20/2X1/2FX20/2 | IM | MULTIPRESS | 10.22 | 0.118 | 16 | 4 | 64 | 74122000 | 512027MP 00016 | 512027MP 00064
512028MP | PIPES AND FITTINGS | PRESS FITTINGS | MP 5722 RAC.T 16/2X3/4FX16/2 | IM | MULTIPRESS | 9.93 | 0.119 | 16 | 4 | 64 | 74122000 | 512028MP 00016 | 512028MP 00064
512029MP | PIPES AND FITTINGS | PRESS FITTINGS | MP 5721 RAC.T 16/2X1/2MX16/2 | IM | MULTIPRESS | 9.53 | 0.128 | 20 | 4 | 80 | 74122000 | 512029MP 00020 | 512029MP 00080
512030MP | PIPES AND FITTINGS | PRESS FITTINGS | MP 5721 RAC.T 20/2X1/2MX20/2 | IM | MULTIPRESS | 10.59 | 0.14 | 16 | 4 | 64 | 74122000 | 512030MP 00016 | 512030MP 00064
512031MP | PIPES AND FITTINGS | PRESS FITTINGS | MP 5721 RAC.T 16/2X3/4MX16/2 | IM | MULTIPRESS | 11.57 | 0.128 | 20 | 4 | 80 | 74122000 | 512031MP 00020 | 512031MP 00080
512032MP | PIPES AND FITTINGS | PRESS FITTINGS | MP 5721 RAC.T 20/2X3/4MX20/2 | IM | MULTIPRESS | 12.09 | 0.1395 | 16 | 4 | 64 | 74122000 | 512032MP 00016 | 512032MP 00064
512033MP | PIPES AND FITTINGS | PRESS FITTINGS | MP 5717 RAC.L G1/2 GIR X 16/2 | IM | MULTIPRESS | 7.83 | 0.061 | 30 | 4 | 120 | 74122000 | 512033MP 00030 | 512033MP 00120
512034MP | PIPES AND FITTINGS | PRESS FITTINGS | MP 5717 RAC.L G3/4 GIR X 16/2 | IM | MULTIPRESS | 8.35 | 0.092 | 30 | 4 | 120 | 74122000 | 512034MP 00030 | 512034MP 00120
512042MP | PIPES AND FITTINGS | PRESS FITTINGS | MP 5722 RAC.T 26/3X3/4FX26/3 | IM | MULTIPRESS | 13.42 | 0.177 | 10 | 4 | 40 | 74122000 | 512042MP 00010 | 512042MP 00040
512043MP | PIPES AND FITTINGS | PRESS FITTINGS | MP 5722 RAC.T 32/3X3/4FX32/3 | IM | MULTIPRESS | 22.05 | 0.306 | 10 | 4 | 40 | 74122000 | 512043MP 00010 | 512043MP 00040
512044MP | PIPES AND FITTINGS | PRESS FITTINGS | MP 5722 RAC.T 32/3X1"FX32/3 | IM | MULTIPRESS | 22.07 | 0.259 | 10 | 4 | 40 | 74122000 | 512044MP 00010 | 512044MP 00040
512045MP | PIPES AND FITTINGS | PRESS FITTINGS | MP 5722 RAC.T 18/2X3/4FX18/2 | IM | MULTIPRESS | 12.31 | 0.12 | 16 | 4 | 64 | 74122000 | 512045MP 00016 | 512045MP 00064
512046MP | PIPES AND FITTINGS | PRESS FITTINGS | MP 5722 RAC.T 26/3X1/2FX26/3 | IM | MULTIPRESS | 14.25 | 0.162 | 12 | 4 | 48 | 74122000 | 512046MP 00012 | 512046MP 00048
512047MP | PIPES AND FITTINGS | PRESS FITTINGS | MP 5722 RAC.T 26/3X1/2FX20/2 | IM | MULTIPRESS | 14.61 | 0.147 | 12 | 4 | 48 | 74122000 | 512047MP 00012 | 512047MP 00048
512048MP | PIPES AND FITTINGS | PRESS FITTINGS | MP 5720 RAC.T 26/3X26/3X16/2 | IM | MULTIPRESS | 15.96 | 0.179 | 12 | 4 | 48 | 74122000 | 512048MP 00012 | 512048MP 00048
512050MP | PIPES AND FITTINGS | PRESS FITTINGS | MP 5720 RAC.T 32/3X20/2X26/3 | IM | MULTIPRESS | 24.41 | 0.232 | 8 | 4 | 32 | 74122000 | 512050MP 00008 | 512050MP 00032
512051MP | PIPES AND FITTINGS | PRESS FITTINGS | MP 5720 RAC.T 20/2X32/3X20/2 | IM | MULTIPRESS | 24.27 | 0.282 | 8 | 4 | 32 | 74122000 | 512051MP 00008 | 512051MP 00032
512052MP | PIPES AND FITTINGS | PRESS FITTINGS | MP 5720 RAC.T 32/3X32/3X20/2 | IM | MULTIPRESS | 25.33 | 0.292 | 8 | 4 | 32 | 74122000 | 512052MP 00008 | 512052MP 00032
512053MP | PIPES AND FITTINGS | PRESS FITTINGS | MP 5720 RAC.T 32/3X32/3X26/3 | IM | MULTIPRESS | 26.59 | 0.311 | 8 | 4 | 32 | 74122000 | 512053MP 00008 | 512053MP 00032
512054MP | PIPES AND FITTINGS | PRESS FITTINGS | MP 5720 RAC.T 3 X 18/2 | IM | MULTIPRESS | 11.31 | 0.109 | 16 | 4 | 64 | 74122000 | 512054MP 00016 | 512054MP 00064
512055MP | PIPES AND FITTINGS | PRESS FITTINGS | MP 5720 RAC.T 18/2X16/2X18/2 | IM | MULTIPRESS | 10.96 | 0.108 | 16 | 4 | 64 | 74122000 | 512055MP 00016 | 512055MP 00064
512056MP | PIPES AND FITTINGS | PRESS FITTINGS | MP 5720 RAC.T 16/2X18/2X16/2 | IM | MULTIPRESS | 10.57 | 0.217 | 16 | 4 | 64 | 74122000 | 512056MP 00016 | 512056MP 00064
512058MP | PIPES AND FITTINGS | PRESS FITTINGS | MP 5720 RAC.T 18/2X16/2X16/2 | IM | MULTIPRESS | 10.57 | 0.212 | 16 | 4 | 64 | 74122000 | 512058MP 00016 | 512058MP 00064
512059MP | PIPES AND FITTINGS | PRESS FITTINGS | MP 5720 RAC.T 26/3X18/2X26/3 | IM | MULTIPRESS | 16.34 | 0.1775 | 12 | 4 | 48 | 74122000 | 512059MP 00012 | 512059MP 00048
512060MP | PIPES AND FITTINGS | PRESS FITTINGS | MP 5720 RAC.T 32/3X18/2X32/3 | IM | MULTIPRESS | 25.33 | 0.128 | 8 | 4 | 32 | 74122000 | 512060MP 00008 | 512060MP 00032
512062MP | PIPES AND FITTINGS | PRESS FITTINGS | MP 5720 RAC.T 26/3X18/2X18/2 | IM | MULTIPRESS | 15.96 | 0.15 | 10 | 4 | 40 | 74122000 | 512062MP 00010 | 512062MP 00040
512063MP | PIPES AND FITTINGS | PRESS FITTINGS | MP 5720 RAC.T 26/3X26/3X18/2 | IM | MULTIPRESS | 16.33 | 0.181 | 10 | 4 | 40 | 74122000 | 512063MP 00010 | 512063MP 00040
512064MP | PIPES AND FITTINGS | PRESS FITTINGS | MP 5720 RAC.T 20/2X18/2X18/2 | IM | MULTIPRESS | 11.31 | 0.128 | 16 | 4 | 64 | 74122000 | 512064MP 00016 | 512064MP 00064
512065MP | PIPES AND FITTINGS | PRESS FITTINGS | MP 5722 RAC.T 18/2X1/2FX18/2 | IM | MULTIPRESS | 10.22 | 0.105 | 16 | 4 | 64 | 74122000 | 512065MP 00016 | 512065MP 00064
512066MP | PIPES AND FITTINGS | PRESS FITTINGS | MP 5721 RAC.T 18/2X1/2MX18/2 | IM | MULTIPRESS | 10.59 | 0.128 | 16 | 4 | 64 | 74122000 | 512066MP 00016 | 512066MP 00064
512067MP | PIPES AND FITTINGS | PRESS FITTINGS | MP 5721 RAC.T 26/3X3/4MX26/3 | IM | MULTIPRESS | 14.06 | 0.225 | 10 | 4 | 40 | 74122000 | 512067MP 00010 | 512067MP 00040
512068MP | PIPES AND FITTINGS | PRESS FITTINGS | MP 5720 RAC.T 32/3X32/3X16/2 | IM | MULTIPRESS | 22.79 | 0.289 | 8 | 4 | 32 | 74122000 | 512068MP 00008 | 512068MP 00032
512069MP | PIPES AND FITTINGS | PRESS FITTINGS | MP 5726 RAC.T 16/2 X RUB.X16/2 | IM | MULTIPRESS | 42.01 | 0.248 | 3 | 4 | 12 | 74122000 | 512069MP 00003 | 512069MP 00012
512071MP | PIPES AND FITTINGS | PRESS FITTINGS | MP 5726 RAC.T 20/2 X RUB.X20/2 | IM | MULTIPRESS | 43.04 | 0.259 | 3 | 4 | 12 | 74122000 | 512071MP 00003 | 512071MP 00012
512072MP | PIPES AND FITTINGS | PRESS FITTINGS | MP 5726 RAC.T 26/3 X RUB.X26/3 | IM | MULTIPRESS | 44.77 | 0.135 | 3 | 4 | 12 | 74122000 | 512072MP 00003 | 512072MP 00012
512073MP | PIPES AND FITTINGS | PRESS FITTINGS | MP 5727 RAC.T 16/2 X VAL.X16/2 | IM | MULTIPRESS | 43.9 | 0.414 | 3 | 4 | 12 | 74122000 | 512073MP 00003 | 512073MP 00012
512075MP | PIPES AND FITTINGS | PRESS FITTINGS | MP 5727 RAC.T 20/2 X VAL.X20/2 | IM | MULTIPRESS | 44.91 | 0.437 | 3 | 4 | 12 | 74122000 | 512075MP 00003 | 512075MP 00012
512076MP | PIPES AND FITTINGS | PRESS FITTINGS | MP 5727 RAC.T 26/3 X VAL.X26/3 | IM | MULTIPRESS | 46.66 | 0.46 | 3 | 4 | 12 | 74122000 | 512076MP 00003 | 512076MP 00012
512077MP | PIPES AND FITTINGS | PRESS FITTINGS | MP 5716 RAC 16XTUB.DIAM.15X16 | IM | MULTIPRESS | 27.55 | 0.219 | 25 | 0 | 25 | 74122000 | 512077MP 00025 | 512077MP 00025
512079MP | PIPES AND FITTINGS | PRESS FITTINGS | MP 5716 RAC 20XTUB.DIAM.15X20 | IM | MULTIPRESS | 28.43 | 0.251 | 25 | 0 | 25 | 74122000 | 512079MP 00025 | 512079MP 00025
512080MP | PIPES AND FITTINGS | PRESS FITTINGS | MP 5728 16 X 16 X 16 | IM | MULTIPRESS | 51.66 | 0.62 | 3 | 4 | 12 | 74122000 | 512080MP 00003 | 512080MP 00012
512082MP | PIPES AND FITTINGS | PRESS FITTINGS | MP 5728 20 X 16 X 20 | IM | MULTIPRESS | 53.51 | 0.657 | 3 | 4 | 12 | 74122000 | 512082MP 00003 | 512082MP 00012
512083MP | PIPES AND FITTINGS | PRESS FITTINGS | MP 5728 20 X 16 X 16 | IM | MULTIPRESS | 52.59 | 0.637 | 3 | 4 | 12 | 74122000 | 512083MP 00003 | 512083MP 00012
512084MP | PIPES AND FITTINGS | PRESS FITTINGS | MP 5728 16 X 20 X 16 | IM | MULTIPRESS | 52.59 | 0.639 | 3 | 4 | 12 | 74122000 | 512084MP 00003 | 512084MP 00012
512085MP | PIPES AND FITTINGS | PRESS FITTINGS | MP 5728 20 X 20 X 20 | IM | MULTIPRESS | 54.44 | 0.67 | 3 | 4 | 12 | 74122000 | 512085MP 00003 | 512085MP 00012
512086MP | PIPES AND FITTINGS | PRESS FITTINGS | MP 5728 20 X 20 X 16 | IM | MULTIPRESS | 53.51 | 0.639 | 3 | 4 | 12 | 74122000 | 512086MP 00003 | 512086MP 00012
512096MP | PIPES AND FITTINGS | PRESS FITTINGS | MP 5728 16 X 16 X 20 | IM | MULTIPRESS | 52.59 | 0.354 | 3 | 4 | 12 | 74122000 | 512096MP 00003 | 512096MP 00012
512097MP | PIPES AND FITTINGS | PRESS FITTINGS | MP 5728 16 X 20 X 20 | IM | MULTIPRESS | 53.51 | 0.361 | 3 | 4 | 12 | 74122000 | 512097MP 00003 | 512097MP 00012
512101MP | PIPES AND FITTINGS | PRESS FITTINGS | MP 5720 RAC.T 20/2.5X16/2X16/2 | IM | MULTIPRESS | 10.57 | 0.11 | 16 | 4 | 64 | 74122000 | 512101MP 00016 | 512101MP 00064
512103MP | PIPES AND FITTINGS | PRESS FITTINGS | MP 5700 RAC.DIR.20/2.5 X 16/2 | IM | MULTIPRESS | 6.73 | 0.072 | 40 | 4 | 160 | 74122000 | 512103MP 00040 | 512103MP 00160
512104MP | PIPES AND FITTINGS | PRESS FITTINGS | MP 5722 RAC.T 26/3X1FX26/3 | IM | MULTIPRESS | 20.13 | 0.078 | 10 | 4 | 40 | 74122000 | 512104MP 00010 | 512104MP 00040
512109MP | PIPES AND FITTINGS | PRESS FITTINGS | MP 5717 RAC.L G3/8 GIR X 16/2 | IM | MULTIPRESS | 8.52 | 0 | 30 | 4 | 120 | 74122000 | 512109MP 00030 | 512109MP 00120
512110MP | PIPES AND FITTINGS | PRESS FITTINGS | MP 5717 RAC.L G1/2 GIR X 20/2 | IM | MULTIPRESS | 10.45 | 0.108 | 30 | 4 | 120 | 74122000 | 512110MP 00030 | 512110MP 00120
512111MP | PIPES AND FITTINGS | PRESS FITTINGS | MP 5717 RAC.L G3/4 GIR X 20/2 | IM | MULTIPRESS | 8.97 | 0.115 | 30 | 4 | 120 | 74122000 | 512111MP 00030 | 512111MP 00120
512112MP | PIPES AND FITTINGS | PRESS FITTINGS | MP 5717 RAC.L G3/4 GIR X 26/3 | IM | MULTIPRESS | 12.61 | 0.145 | 20 | 4 | 80 | 74122000 | 512112MP 00020 | 512112MP 00080
512113MP | PIPES AND FITTINGS | PRESS FITTINGS | MP 5717 RAC.L G1 GIR X 26/3 | IM | MULTIPRESS | 13.22 | 0.148 | 10 | 4 | 40 | 74122000 | 512113MP 00010 | 512113MP 00040
512120MP | PIPES AND FITTINGS | PRESS FITTINGS | MP 5737 VALV.EST. MP 16/2 | IM | MULTIPRESS | 46.87 | 0 | 0 | 0 | 0 | 74122000 | 512120MP 00000 | 512120MP 00000
512121MP | PIPES AND FITTINGS | PRESS FITTINGS | MP 5737 VALV.EST. MP 20/2 | IM | MULTIPRESS | 45.12 | 0 | 0 | 0 | 0 | 74122000 | 512121MP 00000 | 512121MP 00000
512122MP | PIPES AND FITTINGS | PRESS FITTINGS | MP 5737 VALV.EST. MP 26/3 | IM | MULTIPRESS | 52.64 | 0 | 0 | 0 | 0 | 74122000 | 512122MP 00000 | 512122MP 00000
512123MP | PIPES AND FITTINGS | PRESS FITTINGS | MP 5737 VALV.EST. MP 32/3 | IM | MULTIPRESS | 73.24 | 0 | 0 | 0 | 0 | 74122000 | 512123MP 00000 | 512123MP 00000
512124MP | PIPES AND FITTINGS | PRESS FITTINGS | MP 5738 VALV.INC. MP 16/2 | IM | MULTIPRESS | 51.7 | 0 | 0 | 0 | 0 | 74122000 | 512124MP 00000 | 512124MP 00000
512125MP | PIPES AND FITTINGS | PRESS FITTINGS | MP 5738 VALV.INC. MP 20/2 | IM | MULTIPRESS | 50.29 | 0 | 0 | 0 | 0 | 74122000 | 512125MP 00000 | 512125MP 00000
512126MP | PIPES AND FITTINGS | PRESS FITTINGS | MP 5738 VALV.INC. MP 26/3 | IM | MULTIPRESS | 57.34 | 0 | 0 | 0 | 0 | 74122000 | 512126MP 00000 | 512126MP 00000
512127MP | PIPES AND FITTINGS | PRESS FITTINGS | MP 5738 VALV.INC. MP 32/3 | IM | MULTIPRESS | 79.43 | 0 | 0 | 0 | 0 | 74122000 | 512127MP 00000 | 512127MP 00000
513001CMP | PIPES AND FITTINGS | PRESS FITTINGS | MP 5760C RAC.MUR.1/2FX16/2 H40 | IM | MULTIPRESS | 8.44 | 0.122 | 15 | 4 | 60 | 74122000 | 513001CMP 00015 | 513001CMP 00060
513001LMP | PIPES AND FITTINGS | PRESS FITTINGS | MP 5760L RAC.MUR.1/2FX16/2 H77 | IM | MULTIPRESS | 12.63 | 0.154 | 10 | 4 | 40 | 74122000 | 513001LMP 00010 | 513001LMP 00040
513001MP | PIPES AND FITTINGS | PRESS FITTINGS | MP 5760 RAC.MUR. 1/2F X 16/2 | IM | MULTIPRESS | 8.61 | 0.129 | 15 | 4 | 60 | 74122000 | 513001MP 00015 | 513001MP 00060
513001MPHD | PIPES AND FITTINGS | PRESS FITTINGS | MP 5760 RAC.MUR.1/2F X 16/2 HD | IM | MULTIPRESS | 9.9 | 0.155 | 15 | 4 | 60 | 74122000 | 513001MPHD 00015 | 513001MPHD 00060
513002CMP | PIPES AND FITTINGS | PRESS FITTINGS | MP 5760C RAC.MUR.1/2FX20/2 H40 | IM | MULTIPRESS | 8.84 | 0.13 | 15 | 4 | 60 | 74122000 | 513002CMP 00015 | 513002CMP 00060
513002LMP | PIPES AND FITTINGS | PRESS FITTINGS | MP 5760L RAC.MUR.1/2FX20/2 H77 | IM | MULTIPRESS | 13.1 | 0.1535 | 10 | 4 | 40 | 74122000 | 513002LMP 00010 | 513002LMP 00040
513002MP | PIPES AND FITTINGS | PRESS FITTINGS | MP 5760 RAC.MUR. 1/2F X 20/2 | IM | MULTIPRESS | 9.62 | 0.14 | 15 | 4 | 60 | 74122000 | 513002MP 00015 | 513002MP 00060
513003MP | PIPES AND FITTINGS | PRESS FITTINGS | MP 5760 RAC.MUR. 3/4F X 20/2 | IM | MULTIPRESS | 12.58 | 0.176 | 10 | 4 | 40 | 74122000 | 513003MP 00010 | 513003MP 00040
513004MP | PIPES AND FITTINGS | PRESS FITTINGS | MP 5760 RAC.MUR. 3/4F X 26/3 | IM | MULTIPRESS | 13.31 | 0.183 | 10 | 4 | 40 | 74122000 | 513004MP 00010 | 513004MP 00040
513005MP | PIPES AND FITTINGS | PRESS FITTINGS | MP 5723 RAC.T DIS. 16X1/2FX16 | IM | MULTIPRESS | 16.03 | 0.056 | 12 | 4 | 48 | 74122000 | 513005MP 00012 | 513005MP 00048
513007MP | PIPES AND FITTINGS | PRESS FITTINGS | MP 5723 RAC.T DIS. 20X1/2FX20 | IM | MULTIPRESS | 16.7 | 0.195 | 12 | 4 | 48 | 74122000 | 513007MP 00012 | 513007MP 00048
513008MP | PIPES AND FITTINGS | PRESS FITTINGS | MP 5725 RAC.FIN.DIS.SX 16X1/2F | IM | MULTIPRESS | 14.32 | 0.165 | 12 | 4 | 48 | 74122000 | 513008MP 00012 | 513008MP 00048
513009MP | PIPES AND FITTINGS | PRESS FITTINGS | MP 5724 RAC.FIN.DIS.DX 16X1/2F | IM | MULTIPRESS | 14.32 | 0.165 | 12 | 4 | 48 | 74122000 | 513009MP 00012 | 513009MP 00048
513010MP | PIPES AND FITTINGS | PRESS FITTINGS | MP 5725 RAC.FIN.DIS.SX 18X1/2 | IM | MULTIPRESS | 14.62 | 0.164 | 12 | 4 | 48 | 74122000 | 513010MP 00012 | 513010MP 00048
513011MP | PIPES AND FITTINGS | PRESS FITTINGS | MP 5724 RAC.FIN.DIS.DX 18X1/2F | IM | MULTIPRESS | 14.62 | 0.163 | 12 | 4 | 48 | 74122000 | 513011MP 00012 | 513011MP 00048
513012MP | PIPES AND FITTINGS | PRESS FITTINGS | MP 5725 RAC.FIN.DIS.SX 20X1/2F | IM | MULTIPRESS | 14.62 | 0.17 | 10 | 4 | 40 | 74122000 | 513012MP 00010 | 513012MP 00040
513013MP | PIPES AND FITTINGS | PRESS FITTINGS | MP 5724 RAC.FIN.DIS.DX 20X1/2F | IM | MULTIPRESS | 14.62 | 0.171 | 12 | 4 | 48 | 74122000 | 513013MP 00012 | 513013MP 00048
513014CMP | PIPES AND FITTINGS | PRESS FITTINGS | MP 5760C RAC.MUR.1/2FX18/2 H40 | IM | MULTIPRESS | 8.84 | 0.123 | 15 | 4 | 60 | 74122000 | 513014CMP 00015 | 513014CMP 00060
513014MP | PIPES AND FITTINGS | PRESS FITTINGS | MP 5760 RAC.MUR. 1/2F X 18/2 | IM | MULTIPRESS | 9.62 | 0.133 | 15 | 4 | 60 | 74122000 | 513014MP 00015 | 513014MP 00060
513020MP | PIPES AND FITTINGS | PRESS FITTINGS | MP 5705 RAC.DIR. EK X 18/2 | IM | MULTIPRESS | 7.12 | 0.077 | 30 | 4 | 120 | 74122000 | 513020MP 00030 | 513020MP 00120
513024CMP | PIPES AND FITTINGS | PRESS FITTINGS | MP 5761C KIT MUR+STAF.1/2X16/2 | IM | MULTIPRESS | 23.54 | 0.36 | 15 | 0 | 15 | 74122000 | 513024CMP 00015 | 513024CMP 00015
513024LMP | PIPES AND FITTINGS | PRESS FITTINGS | MP 5761L KIT MUR+STAF.1/2X16/2 | IM | MULTIPRESS | 31.89 | 0 | 15 | 0 | 15 | 74122000 | 513024LMP 00015 | 513024LMP 00015
513024MP | PIPES AND FITTINGS | PRESS FITTINGS | MP 5761 KIT MUR.+STAF.1/2X16/2 | IM | MULTIPRESS | 23.89 | 0.463 | 15 | 0 | 15 | 74122000 | 513024MP 00015 | 513024MP 00015
513025CMP | PIPES AND FITTINGS | PRESS FITTINGS | MP 5761C KIT MUR+STAF.1/2X20/2 | IM | MULTIPRESS | 24.32 | 0.39175 | 15 | 0 | 15 | 74122000 | 513025CMP 00015 | 513025CMP 00015
513025LMP | PIPES AND FITTINGS | PRESS FITTINGS | MP 5761L KIT MUR+STAF.1/2X20/2 | IM | MULTIPRESS | 32.8 | 0.458 | 15 | 0 | 15 | 74122000 | 513025LMP 00015 | 513025LMP 00015
513025MP | PIPES AND FITTINGS | PRESS FITTINGS | MP 5761 KIT MUR.+STAF.1/2X20/2 | IM | MULTIPRESS | 25.87 | 0.41075 | 15 | 0 | 15 | 74122000 | 513025MP 00015 | 513025MP 00015
513026CMP | PIPES AND FITTINGS | PRESS FITTINGS | MP 5761C KIT MUR+STAF.1/2X18/2 | IM | MULTIPRESS | 24.32 | 0.37 | 15 | 0 | 15 | 74122000 | 513026CMP 00015 | 513026CMP 00015
513026MP | PIPES AND FITTINGS | PRESS FITTINGS | MP 5761 KIT MUR.+STAF.1/2X18/2 | IM | MULTIPRESS | 25.87 | 0 | 15 | 0 | 15 | 74122000 | 513026MP 00015 | 513026MP 00015
513027CMP | PIPES AND FITTINGS | PRESS FITTINGS | MP 5762C KIT MUR+STAF.1/2X16/2 | IM | MULTIPRESS | 27 | 0.503 | 15 | 0 | 15 | 74122000 | 513027CMP 00015 | 513027CMP 00015
513027LMP | PIPES AND FITTINGS | PRESS FITTINGS | MP 5762L KIT MUR+STAF.1/2X16/2 | IM | MULTIPRESS | 35.37 | 0.577 | 15 | 0 | 15 | 74122000 | 513027LMP 00015 | 513027LMP 00015
513027MP | PIPES AND FITTINGS | PRESS FITTINGS | MP 5762 KIT MUR.+STAF.1/2X16/2 | IM | MULTIPRESS | 27.33 | 0.709 | 15 | 0 | 15 | 74122000 | 513027MP 00015 | 513027MP 00015
513028CMP | PIPES AND FITTINGS | PRESS FITTINGS | MP 5762C KIT MUR+STAF.1/2X18/2 | IM | MULTIPRESS | 27.79 | 0.51 | 15 | 0 | 15 | 74122000 | 513028CMP 00015 | 513028CMP 00015
513028MP | PIPES AND FITTINGS | PRESS FITTINGS | MP 5762 KIT MUR.+STAF.1/2X18/2 | IM | MULTIPRESS | 29.35 | 0 | 15 | 0 | 15 | 74122000 | 513028MP 00015 | 513028MP 00015
513029CMP | PIPES AND FITTINGS | PRESS FITTINGS | MP 5762C KIT MUR+STAF.1/2X20/2 | IM | MULTIPRESS | 27.79 | 0.49 | 15 | 0 | 15 | 74122000 | 513029CMP 00015 | 513029CMP 00015
513029LMP | PIPES AND FITTINGS | PRESS FITTINGS | MP 5762L KIT MUR+STAF.1/2X20/2 | IM | MULTIPRESS | 36.3 | 0.49 | 15 | 0 | 15 | 74122000 | 513029LMP 00015 | 513029LMP 00015
513029MP | PIPES AND FITTINGS | PRESS FITTINGS | MP 5762 KIT MUR.+STAF.1/2X20/2 | IM | MULTIPRESS | 29.35 | 0.49 | 15 | 0 | 15 | 74122000 | 513029MP 00015 | 513029MP 00015
513030MP | PIPES AND FITTINGS | PRESS FITTINGS | MP 5763 KIT DIS.+STAF.1/2X16/2 | IM | MULTIPRESS | 37.99 | 0.612 | 15 | 0 | 15 | 74122000 | 513030MP 00015 | 513030MP 00015
513032MP | PIPES AND FITTINGS | PRESS FITTINGS | MP 5763 KIT DIS.+STAF.1/2X20/2 | IM | MULTIPRESS | 39.32 | 0.63 | 15 | 0 | 15 | 74122000 | 513032MP 00015 | 513032MP 00015
513033MP | PIPES AND FITTINGS | PRESS FITTINGS | MP 5764 KIT DIS.+STAF.1/2X16/2 | IM | MULTIPRESS | 34.54 | 0.58 | 15 | 0 | 15 | 74122000 | 513033MP 00015 | 513033MP 00015
513034MP | PIPES AND FITTINGS | PRESS FITTINGS | MP 5764 KIT DIS.+STAF.1/2X18/2 | IM | MULTIPRESS | 35.15 | 0.58 | 15 | 0 | 15 | 74122000 | 513034MP 00015 | 513034MP 00015
513035MP | PIPES AND FITTINGS | PRESS FITTINGS | MP 5764 KIT DIS.+STAF.1/2X20/2 | IM | MULTIPRESS | 35.15 | 0.58 | 15 | 0 | 15 | 74122000 | 513035MP 00015 | 513035MP 00015
513038MP | PIPES AND FITTINGS | PRESS FITTINGS | MP 5765 KIT MUR.+STAF.1/2X20/2 | IM | MULTIPRESS | 59.33 | 0.911 | 15 | 0 | 15 | 74122000 | 513038MP 00015 | 513038MP 00015
513039MP | PIPES AND FITTINGS | PRESS FITTINGS | MP 5766 KIT MUR.+STAF.1/2X16/2 | IM | MULTIPRESS | 59 | 0.7165 | 15 | 0 | 15 | 74122000 | 513039MP 00015 | 513039MP 00015
513041MP | PIPES AND FITTINGS | PRESS FITTINGS | MP 5766 KIT MUR.+STAF.1/2X20/2 | IM | MULTIPRESS | 62.81 | 0.75 | 15 | 0 | 15 | 74122000 | 513041MP 00015 | 513041MP 00015
513042MP | PIPES AND FITTINGS | PRESS FITTINGS | MP 5767 KIT BOX MURALE 16 | IM | MULTIPRESS | 24.36 | 0.40262 | 4 | 12 | 48 | 74122000 | 513042MP 00004 | 513042MP 00048
513044MP | PIPES AND FITTINGS | PRESS FITTINGS | MP 5767 KIT BOX MURALE 20 | IM | MULTIPRESS | 28.74 | 0.469 | 4 | 12 | 48 | 74122000 | 513044MP 00004 | 513044MP 00048
14250 | PIPES AND FITTINGS | PRESS FITTINGS | AR 65 ROGRATFIX SET TH | IR | TOOLS | 1057.6 | 0 | 1 | 0 | 1 | 82079099 | 14250 00001 | 14250 00001
23065 | PIPES AND FITTINGS | PRESS FITTINGS | AR 50 TUBE BENDER MSR SET 32 | IR | TOOLS | 1145.85 | 5.14 | 1 | 0 | 1 | 82055980 | 23065 00001 | 23065 00001
23095 | PIPES AND FITTINGS | PRESS FITTINGS | AR 50 TUBE BENDER MSR SET 32 | IR | TOOLS | 1189.04 | 5.15 | 1 | 0 | 1 | 82055980 | 23095 00001 | 23095 00001
52000 | PIPES AND FITTINGS | PRESS FITTINGS | AR 43 TC 42 PROFESSIONAL | IR | TOOLS | 154.98 | 0.57 | 1 | 0 | 1 | 82034000 | 52000 00001 | 52000 00001
52030 | PIPES AND FITTINGS | PRESS FITTINGS | AR 63 TC 63 PROFESSIONAL | IR | TOOLS | 232.72 | 0.72 | 1 | 0 | 1 | 82034000 | 52030 00001 | 52030 00001
52031 | PIPES AND FITTINGS | PRESS FITTINGS | AR 63L LAMA DI RICAMBIO TC 63 | IR | TOOLS | 163.87 | 0.166 | 1 | 0 | 1 | 82034000 | 52031 00001 | 52031 00001
52040 | PIPES AND FITTINGS | PRESS FITTINGS | AR 32 TC 32 PROFESSIONAL | IR | TOOLS | 111.66 | 0.151 | 1 | 0 | 1 | 82034000 | 52040 00001 | 52040 00001
52041 | PIPES AND FITTINGS | PRESS FITTINGS | AR 32L LAMA DI RICAMBIO TC 32 | IR | TOOLS | 42.34 | 0.024 | 1 | 0 | 1 | 82034000 | 52041 00001 | 52041 00001
52042 | PIPES AND FITTINGS | PRESS FITTINGS | AR 43L LAMA DI RICAMBIO TC 42 | IR | TOOLS | 85.1 | 0.084 | 1 | 0 | 1 | 82034000 | 52042 00001 | 52042 00001
60200 | PIPES AND FITTINGS | PRESS FITTINGS | AR 72 TP-40 S | IR | TOOLS | 932.87 | 7.8 | 1 | 0 | 1 | 90262040 | 60200 00001 | 60200 00001
60250 | PIPES AND FITTINGS | PRESS FITTINGS | AR 71 POMPA PROVAIMPIANTI TP25 | IR | TOOLS | 666.63 | 5.796 | 1 | 0 | 1 | 90262040 | 60250 00001 | 60250 00001
61185 | PIPES AND FITTINGS | PRESS FITTINGS | AR 73 POMPA PROVAIM.RP PRO III | IR | TOOLS | 2084.06 | 0 | 1 | 0 | 1 | 90262040 | 61185 00001 | 61185 00001
70031 | PIPES AND FITTINGS | PRESS FITTINGS | AR 67 TC 67 PL | IR | TOOLS | 249.4 | 0.838 | 1 | 0 | 1 | 82034000 | 70031 00001 | 70031 00001
70109 | PIPES AND FITTINGS | PRESS FITTINGS | AR 42 TC 42 PRO MSR | IR | TOOLS | 182.77 | 0.5 | 1 | 0 | 1 | 82034000 | 70109 00001 | 70109 00001
70490 | PIPES AND FITTINGS | PRESS FITTINGS | AR 76 ROCL.8-10-11-13-14-17-19 | IR | TOOLS | 413.63 | 0 | 1 | 0 | 1 | 82041100 | 70490 00001 | 70490 00001
88700 | PIPES AND FITTINGS | PRESS FITTINGS | AR 64 SET PC MSR 16-20-25/26M | IR | TOOLS | 158.04 | 0.5 | 1 | 0 | 1 | 82034000 | 88700 00001 | 88700 00001
140039 | PIPES AND FITTINGS | PRESS FITTINGS | AR 1921 MOLLA CAL.TUBO 20X600E | IR | TOOLS | 16.11 | 0.788 | 1 | 0 | 1 | 73209090 | 140039 00001 | 140039 00001
140042 | PIPES AND FITTINGS | PRESS FITTINGS | AR 1920 MOLLA CAL.TUBO 32X600 | IR | TOOLS | 15.7 | 0.693 | 1 | 0 | 1 | 73209090 | 140042 00001 | 140042 00001
140043 | PIPES AND FITTINGS | PRESS FITTINGS | AR 1920 MOLLA CAL.TUBO 26X600 | IR | TOOLS | 15.7 | 0.477 | 1 | 0 | 1 | 73209090 | 140043 00001 | 140043 00001
140044 | PIPES AND FITTINGS | PRESS FITTINGS | AR 1921 MOLLA CAL.TUBO 18X600E | IR | TOOLS | 16.11 | 0.721 | 1 | 0 | 1 | 73209090 | 140044 00001 | 140044 00001
140045 | PIPES AND FITTINGS | PRESS FITTINGS | AR 1921 MOLLA CAL.TUBO 16X600E | IR | TOOLS | 9.63 | 0.664 | 1 | 0 | 1 | 73209090 | 140045 00001 | 140045 00001
140060 | PIPES AND FITTINGS | PRESS FITTINGS | AR 1920 MOLLA CAL.TUBO 16X2000 | IR | TOOLS | 24.59 | 0.62 | 1 | 0 | 1 | 73209090 | 140060 00001 | 140060 00001
140066 | PIPES AND FITTINGS | PRESS FITTINGS | AR 1920 MOLLA CAL.TUBO 18X2000 | IR | TOOLS | 26.27 | 0.955 | 1 | 0 | 1 | 73209090 | 140066 00001 | 140066 00001
140068 | PIPES AND FITTINGS | PRESS FITTINGS | AR 1920 MOLLA CAL.TUBO 18X600 | IR | TOOLS | 12 | 0.257 | 1 | 0 | 1 | 73209090 | 140068 00001 | 140068 00001
140069 | PIPES AND FITTINGS | PRESS FITTINGS | AR 1920 MOLLA CAL.TUBO 16X600 | IR | TOOLS | 9.03 | 0.207 | 1 | 0 | 1 | 73209090 | 140069 00001 | 140069 00001
140081 | PIPES AND FITTINGS | PRESS FITTINGS | AR 1920 MOLLA CAL.TUBO 20X600 | IR | TOOLS | 12 | 0.305 | 1 | 0 | 1 | 73209090 | 140081 00001 | 140081 00001
140082 | PIPES AND FITTINGS | PRESS FITTINGS | AR 1920 MOLLA CAL.TUBO 20X2000 | IR | TOOLS | 26.27 | 0.99 | 1 | 0 | 1 | 73209090 | 140082 00001 | 140082 00001
500406 | PIPES AND FITTINGS | PRESS FITTINGS | AR 01 CA.SVA.TA 16-20-26-32 | IR | TOOLS | 160.41 | 0.425 | 1 | 0 | 1 | 82055980 | 500406 00001 | 500406 00001
500407 | PIPES AND FITTINGS | PRESS FITTINGS | AR 01 CALIB.SVA.TA 40 | IR | TOOLS | 160.41 | 0.296 | 1 | 1 | 1 | 82055980 | 500407 00001 | 500407 00001
500408 | PIPES AND FITTINGS | PRESS FITTINGS | AR 01 CALIB.SVA.TA 50 | IR | TOOLS | 187.35 | 0.416 | 1 | 1 | 1 | 82055980 | 500408 00001 | 500408 00001
500409 | PIPES AND FITTINGS | PRESS FITTINGS | AR 01 CALIB.SVA.TA 63 | IR | TOOLS | 245.76 | 0.726 | 1 | 1 | 1 | 82055980 | 500409 00001 | 500409 00001
501749 | PIPES AND FITTINGS | PRESS FITTINGS | AR 11 TAGLIATUBI 16 - 63 | IR | TOOLS | 493.89 | 0.868 | 1 | 0 | 1 | 82034000 | 501749 00001 | 501749 00001
501794 | PIPES AND FITTINGS | PRESS FITTINGS | AR 12 TAGLIATUBI 12 - 26 S/CAL | IR | TOOLS | 157.51 | 0.326 | 1 | 0 | 1 | 73209090 | 501794 00001 | 501794 00001
501795 | PIPES AND FITTINGS | PRESS FITTINGS | AR 13 TAGLIATUBI 12 - 26 C/CAL | IR | TOOLS | 232.42 | 0.443 | 1 | 0 | 1 | 73209090 | 501795 00001 | 501795 00001
501797 | PIPES AND FITTINGS | PRESS FITTINGS | AR 02 CA.SVA.TA 14 - 63 | IR | TOOLS | 842.42 | 2.33 | 1 | 0 | 1 | 82055980 | 501797 00001 | 501797 00001
502017 | PIPES AND FITTINGS | PRESS FITTINGS | AR 16 PRESSATRICE MANUALE REMS | IR | TOOLS | 527.74 | 2.9 | 1 | 1 | 1 | 82032000 | 502017 00001 | 502017 00001
502018 | PIPES AND FITTINGS | PRESS FITTINGS | AR 18 KIT PRES.BAT.+PINZE IVAR | IR | TOOLS | 6071.68 | 14 | 1 | 1 | 1 | 82073090 | 502018 00001 | 502018 00001
1000000145 | PIPES AND FITTINGS | PRESS FITTINGS | AR 60 ROPULS COMPRESSORE LAVAG | IR | TOOLS | 6909.03 | 0 | 1 | 0 | 1 | 84148080 | 1000000145 00001 | 1000000145 00001
1000001126 | PIPES AND FITTINGS | PRESS FITTINGS | AR 120 GANASCIA MADRE X CATENE | IR | TOOLS | 967.56 | 2.15 | 1 | 0 | 1 | 82073090 | 1000001126 00001 | 1000001126 00001
1000001134 | PIPES AND FITTINGS | PRESS FITTINGS | AR 60 ROPULS EDM | IR | TOOLS | 7137.81 | 0 | 1 | 0 | 1 | 84148080 | 1000001134 00001 | 1000001134 00001
1000001654 | PIPES AND FITTINGS | PRESS FITTINGS | AR 37C CARICABATT.X ROMAX 4000 | IR | TOOLS | 339.78 | 0 | 1 | 0 | 1 | 85044055 | 1000001654 00001 | 1000001654 00001
1000001810 | PIPES AND FITTINGS | PRESS FITTINGS | AR 110 RTH ANELLI DI PRESS.D50 | IR | TOOLS | 1534.85 | 0 | 1 | 0 | 1 | 82073010 | 1000001810 00001 | 1000001810 00001
1000001811 | PIPES AND FITTINGS | PRESS FITTINGS | AR 110 RTH ANELLI DI PRESS.D63 | IR | TOOLS | 1534.85 | 0 | 1 | 0 | 1 | 82073010 | 1000001811 00001 | 1000001811 00001
1000002548 | PIPES AND FITTINGS | PRESS FITTINGS | BATTERIA LIHD 18V A AH | IR | TOOLS | 503.27 | 0 | 1 | 0 | 1 | 85076000 | 1000002548 00001 | 1000002548 00001
1000002683 | PIPES AND FITTINGS | PRESS FITTINGS | ROMAX 4000 BASE | IR | TOOLS | 3486.04 | 8.831 | 1 | 0 | 1 | 84678900 | 1000002683 00001 | 1000002683 00001
1000002699 | PIPES AND FITTINGS | PRESS FITTINGS | AR 75 PINZE ROGRIP M 10 | IR | TOOLS | 55.53 | 0.5 | 1 | 0 | 1 | 82032000 | 1000002699 00001 | 1000002699 00001
1500000135 | PIPES AND FITTINGS | PRESS FITTINGS | AR 74 RO-SOLAR-LAVAGGIO PANN.S | IR | TOOLS | 1789.74 | 0 | 1 | 0 | 1 | 84137081 | 1500000135 00001 | 1500000135 00001
1500003000 | PIPES AND FITTINGS | PRESS FITTINGS | AR 55 ROFROST TURBO R290 1"1/4 | IR | TOOLS | 3690.82 | 0 | 1 | 0 | 1 | 84186900 | 1500003000 00001 | 1500003000 00001
1500003001 | PIPES AND FITTINGS | PRESS FITTINGS | AR 55 ROFROST TURBO R290 2" | IR | TOOLS | 5231.35 | 0 | 1 | 0 | 1 | 84186900 | 1500003001 00001 | 1500003001 00001
070110X | PIPES AND FITTINGS | PRESS FITTINGS | AR 77 GIRATUBI SVEDESI 90 GR.1 | IR | TOOLS | 115.19 | 0 | 1 | 0 | 1 | 82032000 | 070110X 00001 | 070110X 00001
070111X | PIPES AND FITTINGS | PRESS FITTINGS | AR 77 GIR.SVEDESI 90 GR.1 1/2 | IR | TOOLS | 164.26 | 0 | 1 | 0 | 1 | 82032000 | 070111X 00001 | 070111X 00001
070112X | PIPES AND FITTINGS | PRESS FITTINGS | AR 77 GIRATUBI SVEDESI 90 GR.2 | IR | TOOLS | 260.86 | 0 | 1 | 0 | 1 | 82032000 | 070112X 00001 | 070112X 00001
070188D | PIPES AND FITTINGS | PRESS FITTINGS | AR 42L LAMA DI RICAMBIO TC 42 | IR | TOOLS | 104.98 | 0 | 1 | 0 | 1 | 82034000 | 070188D 00001 | 070188D 00001
501730RR | PIPES AND FITTINGS | PRESS FITTINGS | AR 10RR PINZA PRESSFITT D25 R | IR | TOOLS | 511.65 | 0 | 1 | 0 | 1 | 82073090 | 501730RR 00001 | 501730RR 00001
501730RTH | PIPES AND FITTINGS | PRESS FITTINGS | AR 10RTH PINZA PRESSFIT D25 RT | IR | TOOLS | 390.75 | 2.3 | 1 | 0 | 1 | 82073090 | 501730RTH 00001 | 501730RTH 00001
501730RU | PIPES AND FITTINGS | PRESS FITTINGS | AR 10RU PINZA PRESSFITT D25 R | IR | TOOLS | 390.75 | 0 | 1 | 0 | 1 | 82073090 | 501730RU 00001 | 501730RU 00001
501730U | PIPES AND FITTINGS | PRESS FITTINGS | AR 10U PINZA PRESSFITT D25 U | IR | TOOLS | 390.75 | 1.85 | 1 | 0 | 1 | 82073090 | 501730U 00001 | 501730U 00001
501740B | PIPES AND FITTINGS | PRESS FITTINGS | AR 10B PINZA PRESSFITT D14 B | IR | TOOLS | 390.75 | 1.958 | 1 | 0 | 1 | 82073090 | 501740B 00001 | 501740B 00001
501740TH | PIPES AND FITTINGS | PRESS FITTINGS | AR 10TH PINZA PRESSFITT D14 TH | IR | TOOLS | 390.75 | 0 | 1 | 0 | 1 | 82073090 | 501740TH 00001 | 501740TH 00001
501741F | PIPES AND FITTINGS | PRESS FITTINGS | AR 10F PINZA PRESSFITT D16 F | IR | TOOLS | 390.75 | 1.95 | 1 | 0 | 1 | 82073090 | 501741F 00001 | 501741F 00001
501741H | PIPES AND FITTINGS | PRESS FITTINGS | AR 10H PINZA PRESSFITT D16 H | IR | TOOLS | 390.75 | 1.94 | 1 | 0 | 1 | 82073090 | 501741H 00001 | 501741H 00001
501741RBE | PIPES AND FITTINGS | PRESS FITTINGS | AR 10RBE PINZA PRESSFITT D16 B | IR | TOOLS | 694.1 | 2.21 | 1 | 0 | 1 | 82073090 | 501741RBE 00001 | 501741RBE 00001
501741RR | PIPES AND FITTINGS | PRESS FITTINGS | AR 10RR PINZA PRESSFITT D16 R | IR | TOOLS | 390.75 | 1.994 | 1 | 0 | 1 | 82073090 | 501741RR 00001 | 501741RR 00001
501741RTH | PIPES AND FITTINGS | PRESS FITTINGS | AR 10RTH PINZA PRESSFIT D16 RT | IR | TOOLS | 318.16 | 1.13 | 1 | 0 | 1 | 82073090 | 501741RTH 00001 | 501741RTH 00001
501741RU | PIPES AND FITTINGS | PRESS FITTINGS | AR 10RU PINZA PRESSFITT D16 R | IR | TOOLS | 390.75 | 1.97 | 1 | 0 | 1 | 82073090 | 501741RU 00001 | 501741RU 00001
501741TH | PIPES AND FITTINGS | PRESS FITTINGS | AR 10TH PINZA PRESSFITT D16 TH | IR | TOOLS | 390.75 | 1.963 | 1 | 0 | 1 | 82073090 | 501741TH 00001 | 501741TH 00001
501741U | PIPES AND FITTINGS | PRESS FITTINGS | AR 10U PINZA PRESSFITT D16 U | IR | TOOLS | 390.75 | 1.92 | 1 | 0 | 1 | 82073090 | 501741U 00001 | 501741U 00001
501742B | PIPES AND FITTINGS | PRESS FITTINGS | AR 10B PINZA PRESSFITT D18 B | IR | TOOLS | 390.75 | 0 | 1 | 0 | 1 | 82073090 | 501742B 00001 | 501742B 00001
501742F | PIPES AND FITTINGS | PRESS FITTINGS | AR 10F PINZA PRESSFITT D18 F | IR | TOOLS | 390.75 | 0 | 1 | 0 | 1 | 82073090 | 501742F 00001 | 501742F 00001
501742RR | PIPES AND FITTINGS | PRESS FITTINGS | AR 10RR PINZA PRESSFITT D18 R | IR | TOOLS | 390.75 | 0 | 1 | 0 | 1 | 82073090 | 501742RR 00001 | 501742RR 00001
501742RTH | PIPES AND FITTINGS | PRESS FITTINGS | AR 10RTH PINZA PRESSFIT D18 RT | IR | TOOLS | 390.75 | 0 | 1 | 0 | 1 | 82073090 | 501742RTH 00001 | 501742RTH 00001
501742RU | PIPES AND FITTINGS | PRESS FITTINGS | AR 10RU PINZA PRESSFITT D18 R | IR | TOOLS | 390.75 | 0 | 1 | 0 | 1 | 82073090 | 501742RU 00001 | 501742RU 00001
501742TH | PIPES AND FITTINGS | PRESS FITTINGS | AR 10TH PINZA PRESSFITT D18 TH | IR | TOOLS | 390.75 | 1.963 | 1 | 0 | 1 | 82073090 | 501742TH 00001 | 501742TH 00001
501743H | PIPES AND FITTINGS | PRESS FITTINGS | AR 10H PINZA PRESSFITT D20 H | IR | TOOLS | 390.75 | 1.94 | 1 | 0 | 1 | 82073090 | 501743H 00001 | 501743H 00001
501743RBE | PIPES AND FITTINGS | PRESS FITTINGS | AR 10RBE PINZA PRESSFITT D20 B | IR | TOOLS | 694.1 | 2.114 | 1 | 0 | 1 | 82073090 | 501743RBE 00001 | 501743RBE 00001
501743RR | PIPES AND FITTINGS | PRESS FITTINGS | AR 10RR PINZA PRESSFITT D20 R | IR | TOOLS | 390.75 | 1.98 | 1 | 0 | 1 | 82073090 | 501743RR 00001 | 501743RR 00001
501743RTH | PIPES AND FITTINGS | PRESS FITTINGS | AR 10RTH PINZA PRESSFIT D20 RT | IR | TOOLS | 318.16 | 1.52 | 1 | 0 | 1 | 82073090 | 501743RTH 00001 | 501743RTH 00001
501743RU | PIPES AND FITTINGS | PRESS FITTINGS | AR 10RU PINZA PRESSFITT D20 R | IR | TOOLS | 390.75 | 1.97 | 1 | 0 | 1 | 82073090 | 501743RU 00001 | 501743RU 00001
501743TH | PIPES AND FITTINGS | PRESS FITTINGS | AR 10TH PINZA PRESSFITT D20 TH | IR | TOOLS | 390.75 | 1.963 | 1 | 0 | 1 | 82073090 | 501743TH 00001 | 501743TH 00001
501743U | PIPES AND FITTINGS | PRESS FITTINGS | AR 10U PINZA PRESSFITT D20 U | IR | TOOLS | 390.75 | 1.92 | 1 | 0 | 1 | 82073090 | 501743U 00001 | 501743U 00001
501744B | PIPES AND FITTINGS | PRESS FITTINGS | AR 10B PINZA PRESSFITT D26 B | IR | TOOLS | 390.75 | 2.216 | 1 | 0 | 1 | 82073090 | 501744B 00001 | 501744B 00001
501744F | PIPES AND FITTINGS | PRESS FITTINGS | AR 10F PINZA PRESSFITT D26 F | IR | TOOLS | 390.75 | 1.85 | 1 | 0 | 1 | 82073090 | 501744F 00001 | 501744F 00001
501744H | PIPES AND FITTINGS | PRESS FITTINGS | AR 10H PINZA PRESSFITT D26 H | IR | TOOLS | 390.75 | 1.91 | 1 | 0 | 1 | 82073090 | 501744H 00001 | 501744H 00001
501744RBE | PIPES AND FITTINGS | PRESS FITTINGS | AR 10RBE PINZA PRESSFITT D26 B | IR | TOOLS | 694.1 | 0 | 1 | 0 | 1 | 82073090 | 501744RBE 00001 | 501744RBE 00001
501744RR | PIPES AND FITTINGS | PRESS FITTINGS | AR 10RR PINZA PRESSFITT D26 R | IR | TOOLS | 390.75 | 2.077 | 1 | 0 | 1 | 82073090 | 501744RR 00001 | 501744RR 00001
501744RTH | PIPES AND FITTINGS | PRESS FITTINGS | AR 10RTH PINZA PRESSFIT D26 RT | IR | TOOLS | 318.16 | 1.963 | 1 | 0 | 1 | 82073090 | 501744RTH 00001 | 501744RTH 00001
501744TH | PIPES AND FITTINGS | PRESS FITTINGS | AR 10TH PINZA PRESSFITT D26 TH | IR | TOOLS | 390.75 | 1.963 | 1 | 0 | 1 | 82073090 | 501744TH 00001 | 501744TH 00001
501745F | PIPES AND FITTINGS | PRESS FITTINGS | AR 10F PINZA PRESSFITT D32 F | IR | TOOLS | 390.75 | 2.1 | 1 | 0 | 1 | 82073090 | 501745F 00001 | 501745F 00001
501745RBE | PIPES AND FITTINGS | PRESS FITTINGS | AR 10RBE PINZA PRESSFITT D32 B | IR | TOOLS | 694.1 | 0 | 1 | 0 | 1 | 82073090 | 501745RBE 00001 | 501745RBE 00001
501745RR | PIPES AND FITTINGS | PRESS FITTINGS | AR 10RR PINZA PRESSFITT D32 R | IR | TOOLS | 390.75 | 2.7 | 1 | 0 | 1 | 82073090 | 501745RR 00001 | 501745RR 00001
501745RTH | PIPES AND FITTINGS | PRESS FITTINGS | AR 10RTH PINZA PRESSFIT D32 RT | IR | TOOLS | 318.16 | 2.79 | 1 | 0 | 1 | 82073090 | 501745RTH 00001 | 501745RTH 00001
501745RU | PIPES AND FITTINGS | PRESS FITTINGS | AR 10RU PINZA PRESSFITT D32 R | IR | TOOLS | 390.75 | 1.97 | 1 | 0 | 1 | 82073090 | 501745RU 00001 | 501745RU 00001
501745TH | PIPES AND FITTINGS | PRESS FITTINGS | AR 10TH PINZA PRESSFITT D32 TH | IR | TOOLS | 390.75 | 1.963 | 1 | 0 | 1 | 82073090 | 501745TH 00001 | 501745TH 00001
501746F | PIPES AND FITTINGS | PRESS FITTINGS | AR 10F PINZA PRESSFITT D40 F | IR | TOOLS | 712.97 | 1.95 | 1 | 0 | 1 | 82073090 | 501746F 00001 | 501746F 00001
501746RTH | PIPES AND FITTINGS | PRESS FITTINGS | AR 10RTH PINZA PRESSFIT D40 RT | IR | TOOLS | 792.8 | 2.5 | 1 | 0 | 1 | 82073090 | 501746RTH 00001 | 501746RTH 00001
501746RU | PIPES AND FITTINGS | PRESS FITTINGS | AR 10RU PINZA PRESSFITT D40 R | IR | TOOLS | 792.8 | 3.76 | 1 | 0 | 1 | 82073090 | 501746RU 00001 | 501746RU 00001
501747F | PIPES AND FITTINGS | PRESS FITTINGS | AR 10F PINZA PRESSFITT D50 F | IR | TOOLS | 956.32 | 2.4 | 1 | 0 | 1 | 82073090 | 501747F 00001 | 501747F 00001
BAT-502018 | PIPES AND FITTINGS | PRESS FITTINGS | BATTERIA RICAMBIO PER AR 15-18 | IR | TOOLS | 752.72 | 1.231 | 1 | 1 | 1 | 85076000 | BAT-502018 00001 | BAT-502018 00001
CA0001 | PIPES AND FITTINGS | PRESS FITTINGS | CALIBRATORE TIPO CA 14/2 | IR | TOOLS | 57.44 | 0.06 | 1 | 0 | 1 | 82055980 | CA0001 00001 | CA0001 00001
CA0002 | PIPES AND FITTINGS | PRESS FITTINGS | CALIBRATORE TIPO CA 16/2 | IR | TOOLS | 58.56 | 0.07 | 1 | 0 | 1 | 82055980 | CA0002 00001 | CA0002 00001
CA0003 | PIPES AND FITTINGS | PRESS FITTINGS | CALIBRATORE TIPO CA 18/2 | IR | TOOLS | 60.76 | 0.09 | 1 | 0 | 1 | 82055980 | CA0003 00001 | CA0003 00001
CA0004 | PIPES AND FITTINGS | PRESS FITTINGS | CALIBRATORE TIPO CA 20/2 | IR | TOOLS | 64.08 | 0.109 | 1 | 0 | 1 | 82055980 | CA0004 00001 | CA0004 00001
CA0005 | PIPES AND FITTINGS | PRESS FITTINGS | CALIBRATORE TIPO CA 26/3 | IR | TOOLS | 77.35 | 0.13 | 1 | 0 | 1 | 82055980 | CA0005 00001 | CA0005 00001
CA0006 | PIPES AND FITTINGS | PRESS FITTINGS | CALIBRATORE TIPO CA 32/3 | IR | TOOLS | 97.23 | 0.2 | 1 | 0 | 1 | 82055980 | CA0006 00001 | CA0006 00001
CA0007 | PIPES AND FITTINGS | PRESS FITTINGS | CALIBRATORE TIPO CA 40/3,5 | IR | TOOLS | 141.42 | 0.27 | 1 | 0 | 1 | 82055980 | CA0007 00001 | CA0007 00001
CA0008 | PIPES AND FITTINGS | PRESS FITTINGS | CALIBRATORE TIPO CA 50/4 | IR | TOOLS | 224.28 | 0.33 | 1 | 0 | 1 | 82055980 | CA0008 00001 | CA0008 00001
CA0009 | PIPES AND FITTINGS | PRESS FITTINGS | CALIBRATORE TIPO CA 63/4,5 | IR | TOOLS | 386.69 | 0.5 | 1 | 0 | 1 | 82055980 | CA0009 00001 | CA0009 00001
CA0013 | PIPES AND FITTINGS | PRESS FITTINGS | CALIBRATORE TIPO CA 16/2,25 | IR | TOOLS | 58.56 | 0.07 | 1 | 0 | 1 | 82055980 | CA0013 00001 | CA0013 00001
CA0015 | PIPES AND FITTINGS | PRESS FITTINGS | CALIBRATORE TIPO CA 20/2,25 | IR | TOOLS | 64.08 | 0.11 | 1 | 0 | 1 | 82055980 | CA0015 00001 | CA0015 00001
CA0016 | PIPES AND FITTINGS | PRESS FITTINGS | CALIBRATORE TIPO CA 20/2,5 | IR | TOOLS | 64.08 | 0.11 | 1 | 0 | 1 | 82055980 | CA0016 00001 | CA0016 00001
CA0017 | PIPES AND FITTINGS | PRESS FITTINGS | CALIBRATORE TIPO CA 25/2,5 | IR | TOOLS | 77.35 | 0.13 | 1 | 0 | 1 | 82055980 | CA0017 00001 | CA0017 00001
HD17 | PIPES AND FITTINGS | PRESS FITTINGS | SVOLGIROTOLO IN FERRO X TUBO | IR | TOOLS | 524.92 | 14.6 | 1 | 1 | 1 | 73269050 | HD17 00001 | HD17 00001
IM0001 | PIPES AND FITTINGS | PRESS FITTINGS | IMPUGNATURA X CALIBRATORI | IR | TOOLS | 60.76 | 0.68 | 1 | 0 | 1 | 82055980 | IM0001 00001 | IM0001 00001
500007 | PIPES AND FITTINGS | SCREW FITTINGS | TR 430 RAC.TUBO RAME M24 15 | JA | SCREW FITTINGS | 2.479 | 0.036 | 50 | 8 | 400 | 74122000 | 500007 00050 | 500007 00400
500009 | PIPES AND FITTINGS | SCREW FITTINGS | TA 4420 R.TUBO AL. EK 20/2,25 | JA | SCREW FITTINGS | 4.575 | 0.0705 | 40 | 8 | 320 | 74122000 | 500009 00040 | 500009 00320
500012 | PIPES AND FITTINGS | SCREW FITTINGS | TA 4420 R.TUBO AL. EK 17/2 | JA | SCREW FITTINGS | 4.169 | 0.068 | 40 | 8 | 320 | 74122000 | 500012 00040 | 500012 00320
500014 | PIPES AND FITTINGS | SCREW FITTINGS | TR 430 RAC.TUBO RAME 14 | JA | SCREW FITTINGS | 2.479 | 0.0375 | 50 | 8 | 400 | 74122000 | 500014 00050 | 500014 00400
500016 | PIPES AND FITTINGS | SCREW FITTINGS | TR 430 RAC.TUBO RAME 16 | JA | SCREW FITTINGS | 2.479 | 0.035 | 50 | 8 | 400 | 74122000 | 500016 00050 | 500016 00400
500024 | PIPES AND FITTINGS | SCREW FITTINGS | TR 4430 RAC.TUBO RAME 14 | JA | SCREW FITTINGS | 2.671 | 0.0385 | 40 | 8 | 320 | 74122000 | 500024 00040 | 500024 00320
500025 | PIPES AND FITTINGS | SCREW FITTINGS | TR 4430 RAC.TUBO RAME EK 15 | JA | SCREW FITTINGS | 2.671 | 0.037 | 40 | 8 | 320 | 74122000 | 500025 00040 | 500025 00320
500026 | PIPES AND FITTINGS | SCREW FITTINGS | TR 4430 RAC.TUBO RAME 16 | JA | SCREW FITTINGS | 2.671 | 0.035 | 40 | 8 | 320 | 74122000 | 500026 00040 | 500026 00320
500049 | PIPES AND FITTINGS | SCREW FITTINGS | TA 420 R.TUBO AL.M24 17,2/3 | JA | SCREW FITTINGS | 3.318 | 0.045 | 50 | 8 | 400 | 74122000 | 500049 00050 | 500049 00400
500141 | PIPES AND FITTINGS | SCREW FITTINGS | TR 430 RAC.TUBO RAME 12 | JA | SCREW FITTINGS | 2.599 | 0.0395 | 50 | 8 | 400 | 74122000 | 500141 00050 | 500141 00400
500145 | PIPES AND FITTINGS | SCREW FITTINGS | TP 4410 R.TUBO POL.EK 18/1,8 | JA | SCREW FITTINGS | 3.737 | 0.0582 | 40 | 8 | 320 | 74122000 | 500145 00040 | 500145 00320
500148 | PIPES AND FITTINGS | SCREW FITTINGS | TP 4410 R.TUBO POL.EK 15/1,7 | JA | SCREW FITTINGS | 3.893 | 0.055 | 40 | 8 | 320 | 74122000 | 500148 00040 | 500148 00320
500157 | PIPES AND FITTINGS | SCREW FITTINGS | TR 4430 RAC.TUBO RAME 12 | JA | SCREW FITTINGS | 2.712 | 0.041 | 40 | 8 | 320 | 74122000 | 500157 00040 | 500157 00320
500400 | PIPES AND FITTINGS | SCREW FITTINGS | TA 4420 R.TUBO AL. EK 15/1,5 | JA | SCREW FITTINGS | 4.012 | 0.055 | 40 | 8 | 320 | 74122000 | 500400 00040 | 500400 00320
500417 | PIPES AND FITTINGS | SCREW FITTINGS | TR 4430 RAC.TUBO RAME 18 | JA | SCREW FITTINGS | 4.3 | 0.051 | 40 | 8 | 320 | 74122000 | 500417 00040 | 500417 00320
500579 | PIPES AND FITTINGS | SCREW FITTINGS | TA 4420 R.TUBO AL. EK 16/2,25 | JA | SCREW FITTINGS | 3.893 | 0.059 | 40 | 8 | 320 | 74122000 | 500579 00040 | 500579 00320
500590 | PIPES AND FITTINGS | SCREW FITTINGS | TP 4410 R.TUBO POL.EK 12/1 | JA | SCREW FITTINGS | 3.673 | 0.06 | 40 | 8 | 320 | 74122000 | 500590 00040 | 500590 00320
500591 | PIPES AND FITTINGS | SCREW FITTINGS | TP 4410 R.TUBO POL.EK 16/1,5 | JA | SCREW FITTINGS | 3.51 | 0.056 | 40 | 8 | 320 | 74122000 | 500591 00040 | 500591 00320
500649 | PIPES AND FITTINGS | SCREW FITTINGS | TP 4410 R.TUBO POL.EK 20/2,8 | JA | SCREW FITTINGS | 4.025 | 0.0635 | 40 | 8 | 320 | 74122000 | 500649 00040 | 500649 00320
500650 | PIPES AND FITTINGS | SCREW FITTINGS | TP 4410 R.TUBO POL.EK 18/2 | JA | SCREW FITTINGS | 4.169 | 0.062 | 40 | 8 | 320 | 74122000 | 500650 00040 | 500650 00320
500651 | PIPES AND FITTINGS | SCREW FITTINGS | TP 4410 R.TUBO POL.EK 20/2 | JA | SCREW FITTINGS | 4.169 | 0.069 | 40 | 8 | 320 | 74122000 | 500651 00040 | 500651 00320
500679 | PIPES AND FITTINGS | SCREW FITTINGS | TP 4410 R.TUBO POL.EK 14/2 | JA | SCREW FITTINGS | 3.593 | 0.0575 | 40 | 8 | 320 | 74122000 | 500679 00040 | 500679 00320
500680 | PIPES AND FITTINGS | SCREW FITTINGS | TP 4410 R.TUBO POL.EK 16/2 | JA | SCREW FITTINGS | 3.51 | 0.0555 | 40 | 8 | 320 | 74122000 | 500680 00040 | 500680 00320
500681 | PIPES AND FITTINGS | SCREW FITTINGS | TP 4410 R.TUBO POL.EK 16/2,2 | JA | SCREW FITTINGS | 3.51 | 0.055 | 40 | 8 | 320 | 74122000 | 500681 00040 | 500681 00320
500682 | PIPES AND FITTINGS | SCREW FITTINGS | TP 4410 R.TUBO POL.EK 17/2 | JA | SCREW FITTINGS | 3.737 | 0.063 | 40 | 8 | 320 | 74122000 | 500682 00040 | 500682 00320
500683 | PIPES AND FITTINGS | SCREW FITTINGS | TA 4420 R.TUBO AL. EK 14/2 | JA | SCREW FITTINGS | 3.893 | 0.06 | 40 | 8 | 320 | 74122000 | 500683 00040 | 500683 00320
500684 | PIPES AND FITTINGS | SCREW FITTINGS | TA 4420 R.TUBO AL. EK 16/2 | JA | SCREW FITTINGS | 3.893 | 0.059 | 40 | 8 | 320 | 74122000 | 500684 00040 | 500684 00320
500685 | PIPES AND FITTINGS | SCREW FITTINGS | TA 4420 R.TUBO AL. EK 18/2 | JA | SCREW FITTINGS | 4.169 | 0.0665 | 40 | 8 | 320 | 74122000 | 500685 00040 | 500685 00320
500753 | PIPES AND FITTINGS | SCREW FITTINGS | TP 4410 R.TUBO PEX EK 21/2,5 | JA | SCREW FITTINGS | 4.528 | 0.062 | 40 | 8 | 320 | 74122000 | 500753 00040 | 500753 00320
500754 | PIPES AND FITTINGS | SCREW FITTINGS | TA 4420 R.TUBO AL. EK 18/2,5 | JA | SCREW FITTINGS | 4.169 | 0.068 | 40 | 8 | 320 | 74122000 | 500754 00040 | 500754 00320
500759 | PIPES AND FITTINGS | SCREW FITTINGS | TA 420P RAC.MUL.16/2 X 1/2 | JA | SCREW FITTINGS | 3.138 | 0.036 | 40 | 8 | 320 | 74122000 | 500759 00040 | 500759 00320
500769 | PIPES AND FITTINGS | SCREW FITTINGS | TP 4410 R.TUBO POL.EK 15/2,5 | JA | SCREW FITTINGS | 3.737 | 0.05 | 40 | 8 | 320 | 74122000 | 500769 00040 | 500769 00320
500914 | PIPES AND FITTINGS | SCREW FITTINGS | TA 4420 R.TUBO AL. EK 20/2 | JA | SCREW FITTINGS | 4.348 | 0.06475 | 40 | 8 | 320 | 74122000 | 500914 00040 | 500914 00320
500938 | PIPES AND FITTINGS | SCREW FITTINGS | TR 430 RAC.TUBO RAME 10 | JA | SCREW FITTINGS | 3.007 | 0.041 | 50 | 8 | 400 | 74122000 | 500938 00050 | 500938 00400
500998 | PIPES AND FITTINGS | SCREW FITTINGS | TR 4430 RAC.TUBO RAME 10 | JA | SCREW FITTINGS | 3.282 | 0.0445 | 40 | 8 | 320 | 74122000 | 500998 00040 | 500998 00320
501009 | PIPES AND FITTINGS | SCREW FITTINGS | TR 402 RAC.TUBO RAME OGIVA+OR | JA | SCREW FITTINGS | 2.192 | 0.0221 | 100 | 8 | 800 | 74122000 | 501009 00100 | 501009 00800
501010 | PIPES AND FITTINGS | SCREW FITTINGS | TA 4420 R.TUBO AL. EK 20/2,5 | JA | SCREW FITTINGS | 4.348 | 0.07 | 40 | 8 | 320 | 74122000 | 501010 00040 | 501010 00320
501022 | PIPES AND FITTINGS | SCREW FITTINGS | TP 410 R.TUBO POL.M24 16/1,5 | JA | SCREW FITTINGS | 3.051 | 0.045 | 50 | 8 | 400 | 74122000 | 501022 00050 | 501022 00400
501025 | PIPES AND FITTINGS | SCREW FITTINGS | TA 420 R.TUBO AL. M24 16/2,2 | JA | SCREW FITTINGS | 3.221 | 0.048 | 50 | 8 | 400 | 74122000 | 501025 00050 | 501025 00400
501027 | PIPES AND FITTINGS | SCREW FITTINGS | TA 420 R.TUBO AL. M24 18/2 | JA | SCREW FITTINGS | 3.318 | 0.047 | 50 | 8 | 400 | 74122000 | 501027 00050 | 501027 00400
501028 | PIPES AND FITTINGS | SCREW FITTINGS | TA 420 R.TUBO AL. M24 16/2 | JA | SCREW FITTINGS | 3.138 | 0.048 | 50 | 8 | 400 | 74122000 | 501028 00050 | 501028 00400
501032 | PIPES AND FITTINGS | SCREW FITTINGS | TP 410 R.TUBO POL.M24 14/2 | JA | SCREW FITTINGS | 3.078 | 0.049 | 50 | 8 | 400 | 74122000 | 501032 00050 | 501032 00400
501034 | PIPES AND FITTINGS | SCREW FITTINGS | TP 410 R.TUBO POL.M24 16/2 | JA | SCREW FITTINGS | 2.911 | 0.045 | 50 | 8 | 400 | 74122000 | 501034 00050 | 501034 00400
501035 | PIPES AND FITTINGS | SCREW FITTINGS | TP 410 R.TUBO POL.M24 16/2,2 | JA | SCREW FITTINGS | 2.911 | 0.046 | 50 | 8 | 400 | 74122000 | 501035 00050 | 501035 00400
501037 | PIPES AND FITTINGS | SCREW FITTINGS | TP 410 R.TUBO POL.M24 18/2 | JA | SCREW FITTINGS | 3.318 | 0.042 | 50 | 8 | 400 | 74122000 | 501037 00050 | 501037 00400
501040 | PIPES AND FITTINGS | SCREW FITTINGS | TA 420 R.TUBO AL. M24 14/2 | JA | SCREW FITTINGS | 3.221 | 0.052 | 50 | 8 | 400 | 74122000 | 501040 00050 | 501040 00400
501047 | PIPES AND FITTINGS | SCREW FITTINGS | TR 401 RAC.TUBO RAME OGIVA | JA | SCREW FITTINGS | 2.06 | 0.0225 | 100 | 8 | 800 | 74122000 | 501047 00100 | 501047 00800
501048 | PIPES AND FITTINGS | SCREW FITTINGS | TP 410 R.TUBO POL.M24 17/2 | JA | SCREW FITTINGS | 3.051 | 0.043 | 50 | 8 | 400 | 74122000 | 501048 00050 | 501048 00400
501056 | PIPES AND FITTINGS | SCREW FITTINGS | TP 410 R.TUBO POL.M24 12/1 | JA | SCREW FITTINGS | 3.21 | 0.051 | 50 | 8 | 400 | 74122000 | 501056 00050 | 501056 00400
506020 | PIPES AND FITTINGS | SCREW FITTINGS | TP 4410 R.TUBO POL.EK 18/2.5 | JA | SCREW FITTINGS | 3.737 | 0.062 | 40 | 8 | 320 | 74122000 | 506020 00040 | 506020 00320
506040 | PIPES AND FITTINGS | SCREW FITTINGS | TA 4420 R.TUBO AL. EK 16,2/2,6 | JA | SCREW FITTINGS | 3.893 | 0.097 | 40 | 4 | 160 | 74122000 | 506040 00040 | 506040 00160
506061 | PIPES AND FITTINGS | SCREW FITTINGS | TA 4420 R.TUBO AL. EK 12/1.8 | JA | SCREW FITTINGS | 3.893 | 0.06 | 40 | 8 | 320 | 74122000 | 506061 00040 | 506061 00320
506200 | PIPES AND FITTINGS | SCREW FITTINGS | TP 4410 R.TUBO POL.EK 20/3.4 | JA | SCREW FITTINGS | 4.025 | 0.0615 | 40 | 8 | 320 | 74122000 | 506200 00040 | 506200 00320
506215 | PIPES AND FITTINGS | SCREW FITTINGS | TA 420 R.TUBO AL. M24 20/2 | JA | SCREW FITTINGS | 4.935 | 0.06072 | 40 | 8 | 320 | 74122000 | 506215 00040 | 506215 00320
506260 | PIPES AND FITTINGS | SCREW FITTINGS | TR 430P RAC.TUBO RAME 1/2 D10 | JA | SCREW FITTINGS | 2.659 | 0.0288 | 50 | 8 | 400 | 74122000 | 506260 00050 | 506260 00400
506261 | PIPES AND FITTINGS | SCREW FITTINGS | TR 430P RAC.TUBO RAME 1/2 D12 | JA | SCREW FITTINGS | 2.659 | 0.026 | 50 | 8 | 400 | 74122000 | 506261 00050 | 506261 00400
506262 | PIPES AND FITTINGS | SCREW FITTINGS | TR 430P RAC.TUBO RAME 1/2 D14 | JA | SCREW FITTINGS | 2.659 | 0.0234 | 50 | 8 | 400 | 74122000 | 506262 00050 | 506262 00400
506263 | PIPES AND FITTINGS | SCREW FITTINGS | TR 430P RAC.TUBO RAME 1/2 D15 | JA | SCREW FITTINGS | 2.935 | 0.026 | 50 | 8 | 400 | 74122000 | 506263 00050 | 506263 00400
506264 | PIPES AND FITTINGS | SCREW FITTINGS | TR 430P RAC.TUBO RAME 1/2 D16 | JA | SCREW FITTINGS | 2.935 | 0.0444 | 50 | 8 | 400 | 74122000 | 506264 00050 | 506264 00400
506265 | PIPES AND FITTINGS | SCREW FITTINGS | TA 420P RAC.T. MULT 1/2 D14/2 | JA | SCREW FITTINGS | 3.138 | 0.05 | 50 | 8 | 400 | 74122000 | 506265 00050 | 506265 00400
506267 | PIPES AND FITTINGS | SCREW FITTINGS | TA 420P RAC.MULT 1/2 D16/2,25 | JA | SCREW FITTINGS | 3.138 | 0.047 | 50 | 8 | 400 | 74122000 | 506267 00050 | 506267 00400
506268 | PIPES AND FITTINGS | SCREW FITTINGS | TP 410P RAC.PEX 1/2 D.12/1.1 | JA | SCREW FITTINGS | 3.138 | 0.0498 | 50 | 4 | 200 | 74122000 | 506268 00050 | 506268 00200
506269 | PIPES AND FITTINGS | SCREW FITTINGS | TP 410P RAC.PEX 1/2 D.12/2 | JA | SCREW FITTINGS | 3.138 | 0.05 | 50 | 4 | 200 | 74122000 | 506269 00050 | 506269 00200
506272 | PIPES AND FITTINGS | SCREW FITTINGS | TP 410P RAC.PEX 1/2 D.15/2.5 | JA | SCREW FITTINGS | 3.138 | 0 | 50 | 4 | 200 | 74122000 | 506272 00050 | 506272 00200
506273 | PIPES AND FITTINGS | SCREW FITTINGS | TP 410P RAC.PEX 1/2 D.16/1.5 | JA | SCREW FITTINGS | 3.138 | 0.0442 | 50 | 4 | 200 | 74122000 | 506273 00050 | 506273 00200
506275 | PIPES AND FITTINGS | SCREW FITTINGS | TP 410P RAC.PEX 1/2 D.16/2.2 | JA | SCREW FITTINGS | 3.138 | 0.046 | 50 | 4 | 200 | 74122000 | 506275 00050 | 506275 00200
506295 | PIPES AND FITTINGS | SCREW FITTINGS | TA 4420 R.TUBO AL. EK 20/2.9 | JA | SCREW FITTINGS | 5.94 | 0.0675 | 40 | 8 | 320 | 74122000 | 506295 00040 | 506295 00320
520041 | PIPES AND FITTINGS | SCREW FITTINGS | TP 4410 R.TUBO POL.EK 12/2 | JA | SCREW FITTINGS | 3.673 | 0.06 | 40 | 8 | 320 | 74122000 | 520041 00040 | 520041 00320
550560 | PIPES AND FITTINGS | SCREW FITTINGS | PPF SCREW FITTING FOR 3/4"PEX | JA | SCREW FITTINGS | 8.72 | 0.097 | 25 | 8 | 200 | 74122000 | 550560 00025 | 550560 00200
550570 | PIPES AND FITTINGS | SCREW FITTINGS | PPF SCREW FITTING FOR 1" PEX | JA | SCREW FITTINGS | 11.03 | 0.135 | 200 | 0 | 200 | 74122000 | 550570 00200 | 550570 00200
500680NA | PIPES AND FITTINGS | SCREW FITTINGS | TP 4410 R.TUBO POL.EK 1/2 NA | JA | SCREW FITTINGS | 3.726 | 0.056 | 40 | 8 | 320 | 74122000 | 500680NA 00040 | 500680NA 00320
500693NA | PIPES AND FITTINGS | SCREW FITTINGS | TP 4410 R.T.POL.EK 5/8 NA | JA | SCREW FITTINGS | 6.01 | 0.062 | 40 | 8 | 320 | 74122000 | 500693NA 00040 | 500693NA 00320
500694NA | PIPES AND FITTINGS | SCREW FITTINGS | TP 4410 R.TP.EK 3/4 C.1 NA | JA | SCREW FITTINGS | 13.93 | 0.163 | 20 | 8 | 160 | 74122000 | 500694NA 00020 | 500694NA 00160
509150N | PIPES AND FITTINGS | SCREW FITTINGS | TR 430N RAC.TUBO RAME 12,7 | JA | SCREW FITTINGS | 2.922 | 0.082 | 40 | 8 | 320 | 74122000 | 509150N 00040 | 509150N 00320
TFEK10-1 | PIPES AND FITTINGS | SCREW FITTINGS | RACC EK 10/1,3 | JA | SCREW FITTINGS | 4.671 | 0.075 | 10 | 20 | 200 | 74122000 | TFEK10-1 00010 | TFEK10-1 00200
500029 | PIPES AND FITTINGS | SCREW FITTINGS | AC 671 CHIAVE 37 - 48 | JC | SCREW FITTINGS ACCESSORIES | 9.24 | 0.314 | 20 | 0 | 20 | 82041100 | 500029 00020 | 500029 00020
500030 | PIPES AND FITTINGS | SCREW FITTINGS | AC 671 CHIAVE X COL. 27 X 30 | JC | SCREW FITTINGS ACCESSORIES | 6.49 | 0.101 | 20 | 8 | 160 | 82041100 | 500030 00020 | 500030 00160
500060 | PIPES AND FITTINGS | SCREW FITTINGS | RR 704 TUBO CROMATO AD S | JC | SCREW FITTINGS ACCESSORIES | 10.23 | 0.083 | 12 | 8 | 96 | 74122000 | 500060 00012 | 500060 00096
500574 | PIPES AND FITTINGS | SCREW FITTINGS | AS 1929 STAFFA RIALZATA X PTM | JC | SCREW FITTINGS ACCESSORIES | 3.501 | 0.12169 | 100 | 0 | 100 | 73269098 | 500574 00100 | 500574 00100
501011 | PIPES AND FITTINGS | SCREW FITTINGS | AS 1925 DIMA X RAC.SAN. 90° | JC | SCREW FITTINGS ACCESSORIES | 2.882 | 0.15 | 60 | 0 | 60 | 74122000 | 501011 00060 | 501011 00060
501181 | PIPES AND FITTINGS | SCREW FITTINGS | AC 670 CHIAVE COLL.ESAG. 24-27 | JC | SCREW FITTINGS ACCESSORIES | 37.66 | 0.293 | 15 | 0 | 15 | 82041100 | 501181 00015 | 501181 00015
501804 | PIPES AND FITTINGS | SCREW FITTINGS | AR 07 ISOLANTE MP/PT 5728 | JC | SCREW FITTINGS ACCESSORIES | 5.64 | 0.014 | 18 | 0 | 18 | 39211100 | 501804 00018 | 501804 00018
510000 | PIPES AND FITTINGS | SCREW FITTINGS | AS 1927 STAFFA SAGOMATA X PTM | JC | SCREW FITTINGS ACCESSORIES | 6.73 | 0.263 | 2 | 25 | 50 | 73269098 | 510000 00002 | 510000 00050
510112 | PIPES AND FITTINGS | SCREW FITTINGS | PT 5706 TAPPO AUTOFILET. 16/2 | JC | SCREW FITTINGS ACCESSORIES | 13.9 | 0.0594 | 200 | 0 | 200 | 74122000 | 510112 00200 | 510112 00200
510114 | PIPES AND FITTINGS | SCREW FITTINGS | PT 5706 TAPPO AUTOFILET. 20/2 | JC | SCREW FITTINGS ACCESSORIES | 14.2 | 0.085 | 200 | 0 | 200 | 74122000 | 510114 00200 | 510114 00200
520001 | PIPES AND FITTINGS | SCREW FITTINGS | RR 702 RAC.PROLUNGA CROM. 175 | JC | SCREW FITTINGS ACCESSORIES | 11.13 | 0.083 | 30 | 8 | 240 | 74122000 | 520001 00030 | 520001 00240
520003 | PIPES AND FITTINGS | SCREW FITTINGS | RR 702 RAC.PROL.CROM.108 D15 | JC | SCREW FITTINGS ACCESSORIES | 9.21 | 0.056 | 35 | 8 | 280 | 74122000 | 520003 00035 | 520003 00280
520126 | PIPES AND FITTINGS | SCREW FITTINGS | TR.D.18 X CLLGMNT DIRTSTOP L45 | JC | SCREW FITTINGS ACCESSORIES | 14.74 | 0.088 | 10 | 0 | 10 | 0 | 520126 00010 | 520126 00010
550038 | PIPES AND FITTINGS | SCREW FITTINGS | AS 1926 DIMA X RAC.SAN. 105° | JC | SCREW FITTINGS ACCESSORIES | 4.633 | 0.173 | 50 | 0 | 50 | 74122000 | 550038 00050 | 550038 00050
VA0001 | PIPES AND FITTINGS | SCREW FITTINGS | VALIGETTA X CALIBRATORI | JC | SCREW FITTINGS ACCESSORIES | 22.74 | 0.28 | 1 | 0 | 1 | 0 | VA0001 00001 | VA0001 00001
500059 | PIPES AND FITTINGS | SCREW FITTINGS | RR 4608 RAC.DIR. 1/2M X EK | KA | BASIC FITTINGS | 3.447 | 0.058 | 50 | 4 | 200 | 74122000 | 500059 00050 | 500059 00200
500077 | PIPES AND FITTINGS | SCREW FITTINGS | RR 4608N RAC.DIR. 1/2M X EK | KA | BASIC FITTINGS | 3.469 | 0.058 | 50 | 4 | 200 | 74122000 | 500077 00050 | 500077 00200
500080 | PIPES AND FITTINGS | SCREW FITTINGS | RR 4613 RAC.DIR. 1/2F X EK | KA | BASIC FITTINGS | 2.893 | 0.059 | 50 | 4 | 200 | 74122000 | 500080 00050 | 500080 00200
500081 | PIPES AND FITTINGS | SCREW FITTINGS | RR 4613N RAC.DIR. 1/2F X EK | KA | BASIC FITTINGS | 2.972 | 0.059 | 50 | 4 | 200 | 74122000 | 500081 00050 | 500081 00200
500097 | PIPES AND FITTINGS | SCREW FITTINGS | RR 4710 RAC.ANGOLO EK X EK | KA | BASIC FITTINGS | 4.983 | 0.072 | 40 | 8 | 320 | 74122000 | 500097 00040 | 500097 00320
500098 | PIPES AND FITTINGS | SCREW FITTINGS | RR 4710N RAC.ANGOLO EK X EK | KA | BASIC FITTINGS | 5.27 | 0.072 | 40 | 4 | 160 | 74122000 | 500098 00040 | 500098 00160
500099 | PIPES AND FITTINGS | SCREW FITTINGS | RR 4711 RAC.ANGOLO 1/2M X EK | KA | BASIC FITTINGS | 4.746 | 0.07 | 40 | 8 | 320 | 74122000 | 500099 00040 | 500099 00320
500118 | PIPES AND FITTINGS | SCREW FITTINGS | RR 4711N RAC.ANGOLO 1/2M X EK | KA | BASIC FITTINGS | 5.06 | 0.07 | 40 | 8 | 320 | 74122000 | 500118 00040 | 500118 00320
500119 | PIPES AND FITTINGS | SCREW FITTINGS | RR 4712 RAC.ANGOLO 1/2F X EK | KA | BASIC FITTINGS | 4.125 | 0.074 | 40 | 8 | 320 | 74122000 | 500119 00040 | 500119 00320
500120 | PIPES AND FITTINGS | SCREW FITTINGS | RR 4712N RAC.ANGOLO 1/2F X EK | KA | BASIC FITTINGS | 4.26 | 0.074 | 40 | 8 | 320 | 74122000 | 500120 00040 | 500120 00320
500135 | PIPES AND FITTINGS | SCREW FITTINGS | RR 4720 RAC. T 3 X EK | KA | BASIC FITTINGS | 5.84 | 0.095 | 25 | 8 | 200 | 74122000 | 500135 00025 | 500135 00200
500136 | PIPES AND FITTINGS | SCREW FITTINGS | RR 4720N RAC. T 3 X EK | KA | BASIC FITTINGS | 6.06 | 0.095 | 25 | 8 | 200 | 74122000 | 500136 00025 | 500136 00200
500137 | PIPES AND FITTINGS | SCREW FITTINGS | RR 4721 RAC. T EK X 1/2M X EK | KA | BASIC FITTINGS | 5.45 | 0.092 | 30 | 8 | 240 | 74122000 | 500137 00030 | 500137 00240
500138 | PIPES AND FITTINGS | SCREW FITTINGS | RR 4721N RAC. T EK X 1/2M X EK | KA | BASIC FITTINGS | 5.66 | 0.092 | 30 | 8 | 240 | 74122000 | 500138 00030 | 500138 00240
500139 | PIPES AND FITTINGS | SCREW FITTINGS | RR 4722 RAC. T EK X 1/2F X EK | KA | BASIC FITTINGS | 5.27 | 0.106 | 30 | 8 | 240 | 74122000 | 500139 00030 | 500139 00240
500140 | PIPES AND FITTINGS | SCREW FITTINGS | RR 4722N RAC. T EK X 1/2F X EK | KA | BASIC FITTINGS | 5.41 | 0.106 | 30 | 8 | 240 | 74122000 | 500140 00030 | 500140 00240
500174 | PIPES AND FITTINGS | SCREW FITTINGS | RR 4613 RAC.DIR. 3/4F X EK | KA | BASIC FITTINGS | 3.752 | 0.071 | 40 | 4 | 160 | 74122000 | 500174 00040 | 500174 00160
500175 | PIPES AND FITTINGS | SCREW FITTINGS | RR 4613N RAC.DIR. 3/4F X EK | KA | BASIC FITTINGS | 3.887 | 0.071 | 40 | 4 | 160 | 74122000 | 500175 00040 | 500175 00160
500176 | PIPES AND FITTINGS | SCREW FITTINGS | RR 4608 RAC.DIR. 3/4M X EK | KA | BASIC FITTINGS | 3.435 | 0.066 | 50 | 4 | 200 | 74122000 | 500176 00050 | 500176 00200
500177 | PIPES AND FITTINGS | SCREW FITTINGS | RR 4608N RAC.DIR. 3/4M X EK | KA | BASIC FITTINGS | 3.593 | 0.066 | 50 | 4 | 200 | 74122000 | 500177 00050 | 500177 00200
500181 | PIPES AND FITTINGS | SCREW FITTINGS | RR 4721N RAC. T EK X 3/4M X EK | KA | BASIC FITTINGS | 6.31 | 0.112 | 30 | 8 | 240 | 74122000 | 500181 00030 | 500181 00240
500193 | PIPES AND FITTINGS | SCREW FITTINGS | RR 4711 RAC.ANGOLO 3/4M X EK | KA | BASIC FITTINGS | 6.46 | 0.089 | 30 | 8 | 240 | 74122000 | 500193 00030 | 500193 00240
500194 | PIPES AND FITTINGS | SCREW FITTINGS | RR 4711N RAC.ANGOLO 3/4M X EK | KA | BASIC FITTINGS | 6.63 | 0.089 | 30 | 8 | 240 | 74122000 | 500194 00030 | 500194 00240
500195 | PIPES AND FITTINGS | SCREW FITTINGS | RR 4712 RAC.ANGOLO 3/4F X EK | KA | BASIC FITTINGS | 6.26 | 0.103 | 25 | 8 | 200 | 74122000 | 500195 00025 | 500195 00200
500196 | PIPES AND FITTINGS | SCREW FITTINGS | RR 4712N RAC.ANGOLO 3/4F X EK | KA | BASIC FITTINGS | 6.46 | 0.103 | 25 | 8 | 200 | 74122000 | 500196 00025 | 500196 00200
500197 | PIPES AND FITTINGS | SCREW FITTINGS | RR 4722 RAC. T EK X 3/4F X EK | KA | BASIC FITTINGS | 6.72 | 0.119 | 25 | 8 | 200 | 74122000 | 500197 00025 | 500197 00200
500198 | PIPES AND FITTINGS | SCREW FITTINGS | RR 4722N RAC. T EK X 3/4F X EK | KA | BASIC FITTINGS | 6.87 | 0.128 | 25 | 8 | 200 | 74122000 | 500198 00025 | 500198 00200
500199 | PIPES AND FITTINGS | SCREW FITTINGS | RR 4721 RAC. T EK X 3/4M X EK | KA | BASIC FITTINGS | 6.12 | 0.112 | 30 | 8 | 240 | 74122000 | 500199 00030 | 500199 00240
500307 | PIPES AND FITTINGS | SCREW FITTINGS | RM 4760 RAC.MURALE 3/4F X EK | KA | BASIC FITTINGS | 8.98 | 0.14 | 20 | 4 | 80 | 74122000 | 500307 00020 | 500307 00080
500377 | PIPES AND FITTINGS | SCREW FITTINGS | RR 4700 RAC.DIR. EK X EK | KA | BASIC FITTINGS | 3.119 | 0.055 | 50 | 8 | 400 | 74122000 | 500377 00050 | 500377 00400
500378 | PIPES AND FITTINGS | SCREW FITTINGS | RR 4700N RAC.DIR. EK X EK | KA | BASIC FITTINGS | 3.141 | 0.055 | 40 | 8 | 320 | 74122000 | 500378 00040 | 500378 00320
500401 | PIPES AND FITTINGS | SCREW FITTINGS | RM 780 RAC.MUR.DOP. 2 X 1/2F | KA | BASIC FITTINGS | 15.18 | 0.265 | 10 | 8 | 80 | 74122000 | 500401 00010 | 500401 00080
500405 | PIPES AND FITTINGS | SCREW FITTINGS | RM 4770 RAC.MUR.DOP.1/2F X EK | KA | BASIC FITTINGS | 14.66 | 0.239 | 10 | 8 | 80 | 74122000 | 500405 00010 | 500405 00080
500594 | PIPES AND FITTINGS | SCREW FITTINGS | RM 4760 RAC.MURALE 1/2F X EK | KA | BASIC FITTINGS | 6.12 | 0.098 | 25 | 8 | 200 | 74122000 | 500594 00025 | 500594 00200
500624 | PIPES AND FITTINGS | SCREW FITTINGS | RR 701 R.DADO GIR. 3/4F X EK | KA | BASIC FITTINGS | 6.51 | 0.094 | 30 | 8 | 240 | 74122000 | 500624 00030 | 500624 00240
500632 | PIPES AND FITTINGS | SCREW FITTINGS | RR 701 R.DADO GIR. 1/2F X EK | KA | BASIC FITTINGS | 4.757 | 0.0792 | 30 | 8 | 240 | 74122000 | 500632 00030 | 500632 00240
500637 | PIPES AND FITTINGS | SCREW FITTINGS | RAC.DIR. G3/4F X G3/4 TP GIR | KA | BASIC FITTINGS | 7.01 | 0.1135 | 30 | 8 | 240 | 74122000 | 500637 00030 | 500637 00240
500667 | PIPES AND FITTINGS | SCREW FITTINGS | AC 4604 RAC.COL. 3/4M X EK | KA | BASIC FITTINGS | 3.356 | 0.055 | 50 | 8 | 400 | 74122000 | 500667 00050 | 500667 00400
500672 | PIPES AND FITTINGS | SCREW FITTINGS | RF 810N RAC.ANGOLO 1"F X 1"F | KA | BASIC FITTINGS | 11.27 | 0.175 | 10 | 8 | 80 | 74122000 | 500672 00010 | 500672 00080
500915 | PIPES AND FITTINGS | SCREW FITTINGS | RF 800N MANICOTTO 1/2 | KA | BASIC FITTINGS | 3.051 | 0.042 | 50 | 8 | 400 | 74122000 | 500915 00050 | 500915 00400
500916 | PIPES AND FITTINGS | SCREW FITTINGS | RF 800N MANICOTTO 3/4 | KA | BASIC FITTINGS | 3.616 | 0.0645 | 35 | 8 | 280 | 74122000 | 500916 00035 | 500916 00280
500917 | PIPES AND FITTINGS | SCREW FITTINGS | RF 800N MANICOTTO 1" | KA | BASIC FITTINGS | 7.19 | 0.099 | 25 | 8 | 200 | 74122000 | 500917 00025 | 500917 00200
501023 | PIPES AND FITTINGS | SCREW FITTINGS | RF 811N RAC. L 1/2F X 1/2M | KA | BASIC FITTINGS | 4.215 | 0.083 | 40 | 4 | 160 | 74122000 | 501023 00040 | 501023 00160
501024 | PIPES AND FITTINGS | SCREW FITTINGS | RF 811N RAC. L 3/4F X 3/4M | KA | BASIC FITTINGS | 6.73 | 0.128 | 20 | 8 | 160 | 74122000 | 501024 00020 | 501024 00160
501041 | PIPES AND FITTINGS | SCREW FITTINGS | RF 820N RAC. T 3 X 1/2F | KA | BASIC FITTINGS | 4.938 | 0.085 | 25 | 8 | 200 | 74122000 | 501041 00025 | 501041 00200
501042 | PIPES AND FITTINGS | SCREW FITTINGS | RF 820N RAC. T 3 X 3/4F | KA | BASIC FITTINGS | 6.32 | 0.12 | 15 | 8 | 120 | 74122000 | 501042 00015 | 501042 00120
501043 | PIPES AND FITTINGS | SCREW FITTINGS | RF 820N RAC. T 3 X 1"F | KA | BASIC FITTINGS | 12.45 | 0.277 | 10 | 8 | 80 | 74122000 | 501043 00010 | 501043 00080
501046 | PIPES AND FITTINGS | SCREW FITTINGS | AGE 19 PROLUNGA X RADIATORI EK | KA | BASIC FITTINGS | 9.38 | 0.0864 | 50 | 4 | 200 | 74122000 | 501046 00050 | 501046 00200
501058 | PIPES AND FITTINGS | SCREW FITTINGS | RF 811N RAC. L 1"F X 1"M | KA | BASIC FITTINGS | 10.76 | 0.252 | 10 | 8 | 80 | 74122000 | 501058 00010 | 501058 00080
501063 | PIPES AND FITTINGS | SCREW FITTINGS | RF 810 RAC.ANGOLO 1/2F X 1/2F | KA | BASIC FITTINGS | 4.554 | 0.07 | 40 | 8 | 320 | 74122000 | 501063 00040 | 501063 00320
501064 | PIPES AND FITTINGS | SCREW FITTINGS | RF 810 RAC.ANGOLO 3/4F X 3/4F | KA | BASIC FITTINGS | 5.89 | 0.113 | 20 | 8 | 160 | 74122000 | 501064 00020 | 501064 00160
501065 | PIPES AND FITTINGS | SCREW FITTINGS | RF 810 RAC.ANGOLO 1"F X 1"F | KA | BASIC FITTINGS | 11.1 | 0.175 | 10 | 8 | 80 | 74122000 | 501065 00010 | 501065 00080
501066 | PIPES AND FITTINGS | SCREW FITTINGS | RF 820 RAC. T 3 X 1/2F | KA | BASIC FITTINGS | 4.961 | 0.085 | 25 | 8 | 200 | 74122000 | 501066 00025 | 501066 00200
501067 | PIPES AND FITTINGS | SCREW FITTINGS | RF 820 RAC. T 3 X 3/4F | KA | BASIC FITTINGS | 6.2 | 0.12 | 15 | 8 | 120 | 74122000 | 501067 00015 | 501067 00120
501068 | PIPES AND FITTINGS | SCREW FITTINGS | RF 820 RAC. T 3 X 1"F | KA | BASIC FITTINGS | 12.32 | 0.277 | 10 | 8 | 80 | 74122000 | 501068 00010 | 501068 00080
501078 | PIPES AND FITTINGS | SCREW FITTINGS | RF 811 RAC. L 1/2F X 1/2M | KA | BASIC FITTINGS | 4.249 | 0.083 | 40 | 8 | 320 | 74122000 | 501078 00040 | 501078 00320
501079 | PIPES AND FITTINGS | SCREW FITTINGS | RF 811 RAC. L 3/4F X 3/4M | KA | BASIC FITTINGS | 6.5 | 0.128 | 20 | 8 | 160 | 74122000 | 501079 00020 | 501079 00160
501082 | PIPES AND FITTINGS | SCREW FITTINGS | RF 811 RAC. L 1"F X 1"M | KA | BASIC FITTINGS | 10.42 | 0.279 | 10 | 8 | 80 | 74122000 | 501082 00010 | 501082 00080
501094 | PIPES AND FITTINGS | SCREW FITTINGS | RF 800 MANICOTTO 1/2 | KA | BASIC FITTINGS | 2.938 | 0.046 | 50 | 8 | 400 | 74122000 | 501094 00050 | 501094 00400
501095 | PIPES AND FITTINGS | SCREW FITTINGS | RF 800 MANICOTTO 3/4 | KA | BASIC FITTINGS | 3.571 | 0.0645 | 35 | 8 | 280 | 74122000 | 501095 00035 | 501095 00280
501096 | PIPES AND FITTINGS | SCREW FITTINGS | RF 800 MANICOTTO 1" | KA | BASIC FITTINGS | 6.95 | 0.099 | 25 | 8 | 200 | 74122000 | 501096 00025 | 501096 00200
501107 | PIPES AND FITTINGS | SCREW FITTINGS | RF 810N RAC.ANGOLO 1/2F X 1/2F | KA | BASIC FITTINGS | 4.769 | 0.07 | 40 | 8 | 320 | 74122000 | 501107 00040 | 501107 00320
501131 | PIPES AND FITTINGS | SCREW FITTINGS | RR 703 RAC.DIR. 1/2M X 1/2M | KA | BASIC FITTINGS | 2.599 | 0.038 | 100 | 4 | 400 | 74122000 | 501131 00100 | 501131 00400
501132 | PIPES AND FITTINGS | SCREW FITTINGS | RR 703 RAC.DIR. 3/4M X 3/4M | KA | BASIC FITTINGS | 3.356 | 0.06131 | 50 | 4 | 200 | 74122000 | 501132 00050 | 501132 00200
501307 | PIPES AND FITTINGS | SCREW FITTINGS | RF 810N RAC.ANGOLO 3/4F X 3/4F | KA | BASIC FITTINGS | 5.98 | 0.113 | 20 | 8 | 160 | 74122000 | 501307 00020 | 501307 00160
501419 | PIPES AND FITTINGS | SCREW FITTINGS | RR 703 RAC.DIR. 1"1/2MX1"1/2M | KA | BASIC FITTINGS | 13.94 | 0.188 | 20 | 4 | 80 | 74122000 | 501419 00020 | 501419 00080
506102 | PIPES AND FITTINGS | SCREW FITTINGS | RMK 4760 RAC.MURALE 1/2F X EK | KA | BASIC FITTINGS | 15.41 | 0.411 | 15 | 0 | 15 | 74122000 | 506102 00015 | 506102 00015
506112 | PIPES AND FITTINGS | SCREW FITTINGS | RMK 780 RAC.MUR.DOP. 2 X 1/2F | KA | BASIC FITTINGS | 34.16 |  |  |  | 0 |  | 506112 00000 | 506112 00000
506213 | PIPES AND FITTINGS | SCREW FITTINGS | RAC. L EK X 3/4 GIR. | KA | BASIC FITTINGS | 6.57 | 0.093 | 200 | 0 | 200 | 74122000 | 506213 00200 | 506213 00200
506610 | PIPES AND FITTINGS | SCREW FITTINGS | RF 800 MANICOTTO 3/8 | KA | BASIC FITTINGS | 2.938 | 0.03 | 100 | 4 | 400 | 74122000 | 506610 00100 | 506610 00400
506611 | PIPES AND FITTINGS | SCREW FITTINGS | RF 800 MANICOTTO 1"1/4 | KA | BASIC FITTINGS | 8.58 | 0.147 | 20 | 4 | 80 | 74122000 | 506611 00020 | 506611 00080
506612 | PIPES AND FITTINGS | SCREW FITTINGS | RF 800 MANICOTTO 1"1/2 | KA | BASIC FITTINGS | 14.42 | 0.225 | 15 | 8 | 120 | 74122000 | 506612 00015 | 506612 00120
506613 | PIPES AND FITTINGS | SCREW FITTINGS | RF 800 MANICOTTO 2" | KA | BASIC FITTINGS | 23.61 | 0.4 | 1 | 0 | 1 | 74122000 | 506613 00001 | 506613 00001
506614 | PIPES AND FITTINGS | SCREW FITTINGS | RF 810 RAC.ANGOLO 3/8F X 3/8F | KA | BASIC FITTINGS | 4.238 | 0 | 1 | 1 | 1 | 74122000 | 506614 00001 | 506614 00001
506615 | PIPES AND FITTINGS | SCREW FITTINGS | RF 810 RAC.ANGOLO 2 X 1"1/4F | KA | BASIC FITTINGS | 17.98 | 0.302 | 10 | 8 | 80 | 74122000 | 506615 00010 | 506615 00080
506616 | PIPES AND FITTINGS | SCREW FITTINGS | RF 810 RAC.ANGOLO 2 X 1"1/2F | KA | BASIC FITTINGS | 25.7 | 0.443 | 5 | 8 | 40 | 74122000 | 506616 00005 | 506616 00040
506617 | PIPES AND FITTINGS | SCREW FITTINGS | RF 810 RAC.ANGOLO 2"F X 2"F | KA | BASIC FITTINGS | 48.05 | 0.726 | 1 | 1 | 1 | 74122000 | 506617 00001 | 506617 00001
506619 | PIPES AND FITTINGS | SCREW FITTINGS | RF 811 RAC. L 1"1/4M X 1"1/4F | KA | BASIC FITTINGS | 17.32 | 0.298 | 6 | 8 | 48 | 74122000 | 506619 00006 | 506619 00048
506620 | PIPES AND FITTINGS | SCREW FITTINGS | RF 811 RAC. L 1"1/2M X 1"1/2F | KA | BASIC FITTINGS | 24.87 | 0.38 | 6 | 8 | 48 | 74122000 | 506620 00006 | 506620 00048
506621 | PIPES AND FITTINGS | SCREW FITTINGS | RF 811 RAC. L 2"M X 2"F | KA | BASIC FITTINGS | 47.56 | 0 | 1 | 1 | 1 | 74122000 | 506621 00001 | 506621 00001
506622 | PIPES AND FITTINGS | SCREW FITTINGS | RF 820 RAC. T 3 X 3/8F | KA | BASIC FITTINGS | 4.995 | 0.066 | 1 | 1 | 1 | 74122000 | 506622 00001 | 506622 00001
506623 | PIPES AND FITTINGS | SCREW FITTINGS | RF 820 RAC. T 3 X 1"1/4F | KA | BASIC FITTINGS | 22.16 | 0.407 | 5 | 8 | 40 | 74122000 | 506623 00005 | 506623 00040
506624 | PIPES AND FITTINGS | SCREW FITTINGS | RF 820 RAC. T 3 X 1"1/2F | KA | BASIC FITTINGS | 32.72 | 0.58 | 5 | 8 | 40 | 74122000 | 506624 00005 | 506624 00040
520219 | PIPES AND FITTINGS | SCREW FITTINGS | BOCCHETTONE CROMATO POLIFEMO | KA | BASIC FITTINGS | 8.5 | 0.048 | 10 | 0 | 10 | 74122000 | 520219 00010 | 520219 00010
550193 | PIPES AND FITTINGS | SCREW FITTINGS | RAC.DIR.G3/4M TP X G3/4M TP | KA | BASIC FITTINGS | 3.966 | 0.072 | 50 | 8 | 400 | 74122000 | 550193 00050 | 550193 00400
550553 | PIPES AND FITTINGS | SCREW FITTINGS | AC 686 RAC.G1"1/4M X 1"F NPT | KA | BASIC FITTINGS | 15.23 | 0.206 | 1 | 1 | 1 | 74122000 | 550553 00001 | 550553 00001
590016 | PIPES AND FITTINGS | SCREW FITTINGS | ADATT.X COL. 1"MGAS X 1" F NPT | KA | BASIC FITTINGS | 11.96 | 0.119 | 35 | 4 | 140 | 74122000 | 590016 00035 | 590016 00140
500259N | PIPES AND FITTINGS | SCREW FITTINGS | RR 723N T DOPPIO BYPASS 1/2F | KA | BASIC FITTINGS | 25.84 | 0.244 | 6 | 8 | 48 | 74122000 | 500259N 00006 | 500259N 00048
500261N | PIPES AND FITTINGS | SCREW FITTINGS | RR 4723N T DOPPIO BYPASS EK | KA | BASIC FITTINGS | 26.31 | 0.248 | 8 | 8 | 64 | 74122000 | 500261N 00008 | 500261N 00064
500624N | PIPES AND FITTINGS | SCREW FITTINGS | RR 701N R.DADO GIR. 3/4F X EK | KA | BASIC FITTINGS | 6.72 | 0.111 | 25 | 8 | 200 | 74122000 | 500624N 00025 | 500624N 00200
500632N | PIPES AND FITTINGS | SCREW FITTINGS | RR 701N R.DADO GIR. 1/2F X EK | KA | BASIC FITTINGS | 4.995 | 0.122 | 20 | 8 | 160 | 74122000 | 500632N 00020 | 500632N 00160
500667N | PIPES AND FITTINGS | SCREW FITTINGS | AC 4604N RAC.COL. 3/4M X EK | KA | BASIC FITTINGS | 3.492 | 0.054 | 50 | 8 | 400 | 74122000 | 500667N 00050 | 500667N 00400
501131N | PIPES AND FITTINGS | SCREW FITTINGS | RR 703N RAC.DIR. 1/2M X 1/2M | KA | BASIC FITTINGS | 2.712 | 0.032 | 100 | 8 | 800 | 74122000 | 501131N 00100 | 501131N 00800
501132N | PIPES AND FITTINGS | SCREW FITTINGS | RR 703N RAC.DIR. 3/4M X 3/4M | KA | BASIC FITTINGS | 3.469 | 0.06131 | 50 | 8 | 400 | 74122000 | 501132N 00050 | 501132N 00400
501132NTP | PIPES AND FITTINGS | SCREW FITTINGS | RR 703N RAC.DIR. 3/4M X 3/4M | KA | BASIC FITTINGS | 3.921 | 0.0725 | 50 | 8 | 400 | 74122000 | 501132NTP 00050 | 501132NTP 00400
501132TP | PIPES AND FITTINGS | SCREW FITTINGS | RR 703 RAC.DIR. 3/4M X 3/4M | KA | BASIC FITTINGS | 3.729 | 0 | 50 | 8 | 400 | 74122000 | 501132TP 00050 | 501132TP 00400
501315NPT | PIPES AND FITTINGS | SCREW FITTINGS | RAC.1/2F NPT X 1/2M | KA | BASIC FITTINGS | 3.582 | 0.0595 | 50 | 4 | 200 | 74122000 | 501315NPT 00050 | 501315NPT 00200
501419N | PIPES AND FITTINGS | SCREW FITTINGS | RR 703N RAC.DIR. 1"1/2MX1"1/2M | KA | BASIC FITTINGS | 14.31 | 0.188 | 20 | 4 | 80 | 74122000 | 501419N 00020 | 501419N 00080
506610N | PIPES AND FITTINGS | SCREW FITTINGS | RF 800N MANICOTTO 3/8 | KA | BASIC FITTINGS | 3.051 | 0 | 1 | 1 | 1 | 74122000 | 506610N 00001 | 506610N 00001
506611N | PIPES AND FITTINGS | SCREW FITTINGS | RF 800N MANICOTTO 1"1/4 | KA | BASIC FITTINGS | 9.45 | 0.143 | 20 | 4 | 80 | 74122000 | 506611N 00020 | 506611N 00080
506612N | PIPES AND FITTINGS | SCREW FITTINGS | RF 800N MANICOTTO 1"1/2 | KA | BASIC FITTINGS | 14.78 | 0.222 | 1 | 1 | 1 | 74122000 | 506612N 00001 | 506612N 00001
506613N | PIPES AND FITTINGS | SCREW FITTINGS | RF 800N MANICOTTO 2" | KA | BASIC FITTINGS | 24.18 | 0 | 1 | 0 | 1 | 74122000 | 506613N 00001 | 506613N 00001
506614N | PIPES AND FITTINGS | SCREW FITTINGS | RF 810N RAC.ANGOLO 3/8F X 3/8F | KA | BASIC FITTINGS | 4.317 | 0 | 1 | 1 | 1 | 74122000 | 506614N 00001 | 506614N 00001
506615N | PIPES AND FITTINGS | SCREW FITTINGS | RF 810N RAC.ANGOLO 2 X 1"1/4F | KA | BASIC FITTINGS | 18.24 | 0.305 | 10 | 8 | 80 | 74122000 | 506615N 00010 | 506615N 00080
506616N | PIPES AND FITTINGS | SCREW FITTINGS | RF 810N RAC.ANGOLO 2 X 1"1/2F | KA | BASIC FITTINGS | 26.2 | 0.423 | 5 | 8 | 40 | 74122000 | 506616N 00005 | 506616N 00040
506617N | PIPES AND FITTINGS | SCREW FITTINGS | RF 810N RAC.ANGOLO 2"F X 2"F | KA | BASIC FITTINGS | 48.54 | 0 | 1 | 1 | 1 | 74122000 | 506617N 00001 | 506617N 00001
506619N | PIPES AND FITTINGS | SCREW FITTINGS | RF 811N RAC. L 1"1/4M X 1"1/4F | KA | BASIC FITTINGS | 17.61 | 0.296 | 6 | 8 | 48 | 74122000 | 506619N 00006 | 506619N 00048
506620N | PIPES AND FITTINGS | SCREW FITTINGS | RF 811N RAC. L 1"1/2M X 1"1/2F | KA | BASIC FITTINGS | 25.23 | 0 | 6 | 8 | 48 | 74122000 | 506620N 00006 | 506620N 00048
506621N | PIPES AND FITTINGS | SCREW FITTINGS | RF 811N RAC. L 2"M X 2"F | KA | BASIC FITTINGS | 48.26 | 0 | 1 | 1 | 1 | 74122000 | 506621N 00001 | 506621N 00001
506622N | PIPES AND FITTINGS | SCREW FITTINGS | RF 820N RAC. T 3 X 3/8F | KA | BASIC FITTINGS | 5.07 | 0 | 1 | 1 | 1 | 74122000 | 506622N 00001 | 506622N 00001
506623N | PIPES AND FITTINGS | SCREW FITTINGS | RF 820N RAC. T 3 X 1"1/4F | KA | BASIC FITTINGS | 23.01 | 0.4 | 5 | 8 | 40 | 74122000 | 506623N 00005 | 506623N 00040
506624N | PIPES AND FITTINGS | SCREW FITTINGS | RF 820N RAC. T 3 X 1"1/2F | KA | BASIC FITTINGS | 33.23 | 0.1 | 5 | 8 | 40 | 74122000 | 506624N 00005 | 506624N 00040
506901N | PIPES AND FITTINGS | SCREW FITTINGS | RAC.GIR.G1"1/2XG1"1/2 N | KA | BASIC FITTINGS | 53.1 | 0.645 | 5 | 8 | 40 | 74122000 | 506901N 00005 | 506901N 00040
520099NA | PIPES AND FITTINGS | SCREW FITTINGS | RAC.DIR.3/4M X TR 1/2 NA | KA | BASIC FITTINGS | 5.59 | 0.056 | 40 | 8 | 320 | 74122000 | 520099NA 00040 | 520099NA 00320
520100NA | PIPES AND FITTINGS | SCREW FITTINGS | RAC.DIR.3/4M X TR 3/4 NA | KA | BASIC FITTINGS | 5.55 | 0.053 | 40 | 8 | 320 | 74122000 | 520100NA 00040 | 520100NA 00320
590016N | PIPES AND FITTINGS | SCREW FITTINGS | ADATT.X COL. 1"MGAS X 1" F NPT | KA | BASIC FITTINGS | 12.23 | 0.119 | 35 | 4 | 140 | 74122000 | 590016N 00035 | 590016N 00140
500043 | PIPES AND FITTINGS | SCREW FITTINGS | RA 761 RAC.DIR.3/4MX20/2 | LA | PREASSEMBLED SCREW FITTINGS | 7.67 | 0.118 | 25 | 4 | 100 | 74122000 | 500043 00025 | 500043 00100
500122 | PIPES AND FITTINGS | SCREW FITTINGS | RA 761 R.DIR.3/4MX25/3 | LA | PREASSEMBLED SCREW FITTINGS | 11.68 | 0.198 | 25 | 4 | 100 | 74122000 | 500122 00025 | 500122 00100
500203 | PIPES AND FITTINGS | SCREW FITTINGS | RA 761 R.DIR. 1"MX32/3 C/OR | LA | PREASSEMBLED SCREW FITTINGS | 15.92 | 0.273 | 10 | 4 | 40 | 74122000 | 500203 00010 | 500203 00040
501051 | PIPES AND FITTINGS | SCREW FITTINGS | RP 731 R.DIR.POL. 3/4MX20/2,8 | LA | PREASSEMBLED SCREW FITTINGS | 7.37 | 0.119 | 25 | 4 | 100 | 74122000 | 501051 00025 | 501051 00100
501052 | PIPES AND FITTINGS | SCREW FITTINGS | RP 731 R.DIR.POL. 3/4MX25/3,5 | LA | PREASSEMBLED SCREW FITTINGS | 11.72 | 0.1835 | 20 | 4 | 80 | 74122000 | 501052 00020 | 501052 00080
501054 | PIPES AND FITTINGS | SCREW FITTINGS | RP 731 R.DIR.POL. 3/4MX25/2,3 | LA | PREASSEMBLED SCREW FITTINGS | 11.72 | 0.183 | 25 | 4 | 100 | 74122000 | 501054 00025 | 501054 00100
501084 | PIPES AND FITTINGS | SCREW FITTINGS | RA 761 RAC.DIR.3/4MX26/3 | LA | PREASSEMBLED SCREW FITTINGS | 11.68 | 0.195 | 25 | 4 | 100 | 74122000 | 501084 00025 | 501084 00100
501361 | PIPES AND FITTINGS | SCREW FITTINGS | RA 761 R.DIR.3/4MX25/2,5 | LA | PREASSEMBLED SCREW FITTINGS | 11.68 | 0.192 | 25 | 4 | 100 | 74122000 | 501361 00025 | 501361 00100
501497 | PIPES AND FITTINGS | SCREW FITTINGS | RA 761 RAC.DIR.3/4MX32/3 | LA | PREASSEMBLED SCREW FITTINGS | 18.45 | 0.318 | 15 | 4 | 60 | 74122000 | 501497 00015 | 501497 00060
506057 | PIPES AND FITTINGS | SCREW FITTINGS | RA 761 RAC.DIR. 1"MX26/3 | LA | PREASSEMBLED SCREW FITTINGS | 12.11 | 0.193 | 15 | 4 | 60 | 74122000 | 506057 00015 | 506057 00060
506209 | PIPES AND FITTINGS | SCREW FITTINGS | RP 731 R.DIR.POL. 3/4MX20/2 | LA | PREASSEMBLED SCREW FITTINGS | 7.37 | 0.119 | 25 | 4 | 100 | 74122000 | 506209 00025 | 506209 00100
506450 | PIPES AND FITTINGS | SCREW FITTINGS | RA 762 RAC.DIR.G1F X 26/3 AL. | LA | PREASSEMBLED SCREW FITTINGS | 12.72 | 0.212 | 15 | 4 | 60 | 74122000 | 506450 00015 | 506450 00060
506451 | PIPES AND FITTINGS | SCREW FITTINGS | RA 762 RAC.DIR.G1F X 32/3 AL. | LA | PREASSEMBLED SCREW FITTINGS | 16.06 | 0.2827 | 15 | 4 | 60 | 74122000 | 506451 00015 | 506451 00060
506454 | PIPES AND FITTINGS | SCREW FITTINGS | RA 762 RAC.D.G3/4F X 25/3 AL. | LA | PREASSEMBLED SCREW FITTINGS | 11.4 | 0.20048 | 20 | 4 | 80 | 74122000 | 506454 00020 | 506454 00080
506455 | PIPES AND FITTINGS | SCREW FITTINGS | RA 762 RAC.D.G3/4FX26/3 AL. | LA | PREASSEMBLED SCREW FITTINGS | 11.4 | 0.18627 | 20 | 4 | 80 | 74122000 | 506455 00020 | 506455 00080
506456 | PIPES AND FITTINGS | SCREW FITTINGS | RA 762 RAC.D.G3/4F X 32/3 AL. | LA | PREASSEMBLED SCREW FITTINGS | 14.88 | 0.255 | 10 | 4 | 40 | 74122000 | 506456 00010 | 506456 00040
506457 | PIPES AND FITTINGS | SCREW FITTINGS | RP 732 RAC.DIR.G3/4FX25/2.3 TP | LA | PREASSEMBLED SCREW FITTINGS | 11.4 | 0.181 | 15 | 4 | 60 | 74122000 | 506457 00015 | 506457 00060
506461 | PIPES AND FITTINGS | SCREW FITTINGS | RA 862 RAC.L G1F X 26/3 AL. | LA | PREASSEMBLED SCREW FITTINGS | 19.15 | 0.332 | 10 | 4 | 40 | 74122000 | 506461 00010 | 506461 00040
506462 | PIPES AND FITTINGS | SCREW FITTINGS | RA 862 RAC.L G1F X 32/3 AL. | LA | PREASSEMBLED SCREW FITTINGS | 20.77 | 0.372 | 10 | 4 | 40 | 74122000 | 506462 00010 | 506462 00040
506463 | PIPES AND FITTINGS | SCREW FITTINGS | RA 861 RAC.L G1M X 26/3 AL. | LA | PREASSEMBLED SCREW FITTINGS | 17.04 | 0.281 | 10 | 8 | 80 | 74122000 | 506463 00010 | 506463 00080
506464 | PIPES AND FITTINGS | SCREW FITTINGS | RA 861 RAC.L G1M X 32/3 AL. | LA | PREASSEMBLED SCREW FITTINGS | 19.66 | 0.279 | 10 | 4 | 40 | 74122000 | 506464 00010 | 506464 00040
506470 | PIPES AND FITTINGS | SCREW FITTINGS | RA 862 RAC.L G3/4 F X 26/3 AL. | LA | PREASSEMBLED SCREW FITTINGS | 16.57 | 0.29077 | 10 | 4 | 40 | 74122000 | 506470 00010 | 506470 00040
506473 | PIPES AND FITTINGS | SCREW FITTINGS | RA 861 RAC.L G3/4 M X 26/3 AL. | LA | PREASSEMBLED SCREW FITTINGS | 15.2 | 0.184 | 10 | 8 | 80 | 74122000 | 506473 00010 | 506473 00080
506483 | PIPES AND FITTINGS | SCREW FITTINGS | RA 762 RAC.D.G1F X 25/2.5 AL. | LA | PREASSEMBLED SCREW FITTINGS | 12.72 | 0.215 | 15 | 4 | 60 | 74122000 | 506483 00015 | 506483 00060
506484 | PIPES AND FITTINGS | SCREW FITTINGS | RA 762 RAC.D.G3/4FX25/2.5 AL. | LA | PREASSEMBLED SCREW FITTINGS | 11.4 | 0.187 | 20 | 4 | 80 | 74122000 | 506484 00020 | 506484 00080
506485 | PIPES AND FITTINGS | SCREW FITTINGS | RA 862 RAC.L G1F X 25/2.5 AL. | LA | PREASSEMBLED SCREW FITTINGS | 19.15 | 0.33542 | 10 | 4 | 40 | 74122000 | 506485 00010 | 506485 00040
506486 | PIPES AND FITTINGS | SCREW FITTINGS | RA 861 RAC.L G1M X 25/2.5 AL. | LA | PREASSEMBLED SCREW FITTINGS | 17.04 | 0 | 10 | 8 | 80 | 74122000 | 506486 00010 | 506486 00080
506487 | PIPES AND FITTINGS | SCREW FITTINGS | RA 862 RAC.L G3/4 FX25/2.5 AL. | LA | PREASSEMBLED SCREW FITTINGS | 16.57 | 0.292 | 10 | 4 | 40 | 74122000 | 506487 00010 | 506487 00040
506488 | PIPES AND FITTINGS | SCREW FITTINGS | RA 861 RAC.L G3/4 MX25/2.5 AL. | LA | PREASSEMBLED SCREW FITTINGS | 15.2 | 0.25 | 20 | 4 | 80 | 74122000 | 506488 00020 | 506488 00080
506489 | PIPES AND FITTINGS | SCREW FITTINGS | RA 761 RAC.DIR. 1"MX25/2.5 | LA | PREASSEMBLED SCREW FITTINGS | 12.11 | 0.186 | 15 | 4 | 60 | 74122000 | 506489 00015 | 506489 00060
506490 | PIPES AND FITTINGS | SCREW FITTINGS | RA 761 RAC.DIR. 1"MX25/3 | LA | PREASSEMBLED SCREW FITTINGS | 12.11 | 0.19348 | 15 | 4 | 60 | 74122000 | 506490 00015 | 506490 00060
506491 | PIPES AND FITTINGS | SCREW FITTINGS | RA 762 RAC.DIR.G1F X 25/3 AL. | LA | PREASSEMBLED SCREW FITTINGS | 12.72 | 0.2365 | 15 | 4 | 60 | 74122000 | 506491 00015 | 506491 00060
506492 | PIPES AND FITTINGS | SCREW FITTINGS | RP 731 R.DIR.POL. 1"MX25/2.3 | LA | PREASSEMBLED SCREW FITTINGS | 11.65 | 0.187 | 20 | 4 | 80 | 74122000 | 506492 00020 | 506492 00080
506494 | PIPES AND FITTINGS | SCREW FITTINGS | RP 732 RAC.D.POL. 1"FX25/2.3 | LA | PREASSEMBLED SCREW FITTINGS | 12.57 | 0 | 15 | 4 | 60 | 74122000 | 506494 00015 | 506494 00060
506605 | PIPES AND FITTINGS | SCREW FITTINGS | RAC 1/2F X 16/2 TA | LA | PREASSEMBLED SCREW FITTINGS | 7.02 | 0.117 | 25 | 8 | 200 | 74122000 | 506605 00025 | 506605 00200
550042 | PIPES AND FITTINGS | SCREW FITTINGS | RP 731 R.DIR.POL. 3/4MX25/2,5 | LA | PREASSEMBLED SCREW FITTINGS | 11.72 | 0.191 | 25 | 4 | 100 | 74122000 | 550042 00025 | 550042 00100
590032 | PIPES AND FITTINGS | SCREW FITTINGS | RAC.DIR.1"M NPT X TUBO 1" NA | LA | PREASSEMBLED SCREW FITTINGS | 17.58 | 0.28 | 10 | 8 | 80 | 74122000 | 590032 00010 | 590032 00080
590034 | PIPES AND FITTINGS | SCREW FITTINGS | RAC.DIR. 3/4M OR X TUBO 3/4 NA | LA | PREASSEMBLED SCREW FITTINGS | 14.67 | 0.19566 | 20 | 4 | 80 | 74122000 | 590034 00020 | 590034 00080
590035 | PIPES AND FITTINGS | SCREW FITTINGS | RAC.DIR. 1"M OR X TUBO 1" NA | LA | PREASSEMBLED SCREW FITTINGS | 23.9 | 0.315 | 12 | 4 | 48 | 74122000 | 590035 00012 | 590035 00048
500043N | PIPES AND FITTINGS | SCREW FITTINGS | RA 761N RAC.DIR.3/4MX20/2 | LA | PREASSEMBLED SCREW FITTINGS | 7.88 | 0.118 | 25 | 4 | 100 | 74122000 | 500043N 00025 | 500043N 00100
500122N | PIPES AND FITTINGS | SCREW FITTINGS | RA 761N R.DIR.3/4MX25/3 | LA | PREASSEMBLED SCREW FITTINGS | 12.01 | 0.173 | 25 | 4 | 100 | 74122000 | 500122N 00025 | 500122N 00100
500203N | PIPES AND FITTINGS | SCREW FITTINGS | RA 761N R.DIR. 1"MX32/3 C/OR | LA | PREASSEMBLED SCREW FITTINGS | 16.39 | 0.274 | 10 | 4 | 40 | 74122000 | 500203N 00010 | 500203N 00040
500691NA | PIPES AND FITTINGS | SCREW FITTINGS | RAC.TR 22 NA SALD. | LA | PREASSEMBLED SCREW FITTINGS | 12.32 | 0 | 10 | 8 | 80 | 74122000 | 500691NA 00010 | 500691NA 00080
500698NA | PIPES AND FITTINGS | SCREW FITTINGS | RAC.TR 28 NA SALD. | LA | PREASSEMBLED SCREW FITTINGS | 21 | 0 | 10 | 8 | 80 | 74122000 | 500698NA 00010 | 500698NA 00080
501051N | PIPES AND FITTINGS | SCREW FITTINGS | RP 731N R.DIR.POL. 3/4MX20/2,8 | LA | PREASSEMBLED SCREW FITTINGS | 7.59 | 0.117 | 25 | 4 | 100 | 74122000 | 501051N 00025 | 501051N 00100
501052N | PIPES AND FITTINGS | SCREW FITTINGS | RP 731N R.DIR.POL. 3/4MX25/3,5 | LA | PREASSEMBLED SCREW FITTINGS | 12.07 | 0.1835 | 25 | 4 | 100 | 74122000 | 501052N 00025 | 501052N 00100
501054N | PIPES AND FITTINGS | SCREW FITTINGS | RP 731N R.DIR.POL. 3/4MX25/2,3 | LA | PREASSEMBLED SCREW FITTINGS | 12.07 | 0.167 | 25 | 4 | 100 | 74122000 | 501054N 00025 | 501054N 00100
501084N | PIPES AND FITTINGS | SCREW FITTINGS | RA 761N RAC.DIR.3/4MX26/3 | LA | PREASSEMBLED SCREW FITTINGS | 12.01 | 0.188 | 25 | 4 | 100 | 74122000 | 501084N 00025 | 501084N 00100
501361N | PIPES AND FITTINGS | SCREW FITTINGS | RA 761N R.DIR.3/4MX25/2,5 | LA | PREASSEMBLED SCREW FITTINGS | 12.01 | 0.192 | 25 | 4 | 100 | 74122000 | 501361N 00025 | 501361N 00100
501497N | PIPES AND FITTINGS | SCREW FITTINGS | RA 761N RAC.DIR.3/4MX32/3 | LA | PREASSEMBLED SCREW FITTINGS | 19.01 | 0.317 | 15 | 4 | 60 | 74122000 | 501497N 00015 | 501497N 00060
506057N | PIPES AND FITTINGS | SCREW FITTINGS | RA 761N RAC.DIR. 1"MX26/3 | LA | PREASSEMBLED SCREW FITTINGS | 12.45 | 0.193 | 15 | 4 | 60 | 74122000 | 506057N 00015 | 506057N 00060
506209N | PIPES AND FITTINGS | SCREW FITTINGS | RP 731N R.DIR.POL. 3/4MX20/2 | LA | PREASSEMBLED SCREW FITTINGS | 7.59 | 0.119 | 25 | 4 | 100 | 74122000 | 506209N 00025 | 506209N 00100
506450N | PIPES AND FITTINGS | SCREW FITTINGS | RA 762 RAC.DIR.G1F X 26/3 AL.N | LA | PREASSEMBLED SCREW FITTINGS | 13.12 | 0.212 | 15 | 4 | 60 | 74122000 | 506450N 00015 | 506450N 00060
506451N | PIPES AND FITTINGS | SCREW FITTINGS | RA 762 RAC.DIR.G1F X 32/3 AL.N | LA | PREASSEMBLED SCREW FITTINGS | 16.54 | 0.2827 | 15 | 4 | 60 | 74122000 | 506451N 00015 | 506451N 00060
506454N | PIPES AND FITTINGS | SCREW FITTINGS | RA 762 RAC.D.G3/4FX25/3 AL.N | LA | PREASSEMBLED SCREW FITTINGS | 12.25 | 0.20048 | 20 | 4 | 80 | 74122000 | 506454N 00020 | 506454N 00080
506455N | PIPES AND FITTINGS | SCREW FITTINGS | RA 762 RAC.D.G3/4FX26/3 AL.N | LA | PREASSEMBLED SCREW FITTINGS | 12.25 | 0.18627 | 20 | 4 | 80 | 74122000 | 506455N 00020 | 506455N 00080
506456N | PIPES AND FITTINGS | SCREW FITTINGS | RA 762 RAC.DIR.G3/4FX32/3 AL.N | LA | PREASSEMBLED SCREW FITTINGS | 15.3 | 0.255 | 10 | 4 | 40 | 74122000 | 506456N 00010 | 506456N 00040
506457N | PIPES AND FITTINGS | SCREW FITTINGS | RP 732 RAC.D.G3/4FX25/2.3 TP N | LA | PREASSEMBLED SCREW FITTINGS | 11.75 | 0.181 | 15 | 4 | 60 | 74122000 | 506457N 00015 | 506457N 00060
506461N | PIPES AND FITTINGS | SCREW FITTINGS | RA 862 RAC.L G1F X 26/3 AL.N | LA | PREASSEMBLED SCREW FITTINGS | 19.73 | 0.332 | 10 | 4 | 40 | 74122000 | 506461N 00010 | 506461N 00040
506462N | PIPES AND FITTINGS | SCREW FITTINGS | RA 862 RAC.L G1F X 32/3 AL.N | LA | PREASSEMBLED SCREW FITTINGS | 21.42 | 0.38 | 10 | 4 | 40 | 74122000 | 506462N 00010 | 506462N 00040
506463N | PIPES AND FITTINGS | SCREW FITTINGS | RA 861 RAC.L G1M X 26/3 AL.N | LA | PREASSEMBLED SCREW FITTINGS | 17.63 | 0.28 | 10 | 8 | 80 | 74122000 | 506463N 00010 | 506463N 00080
506464N | PIPES AND FITTINGS | SCREW FITTINGS | RA 861 RAC.L G1M X 32/3 AL.N | LA | PREASSEMBLED SCREW FITTINGS | 20.34 | 0.335 | 10 | 4 | 40 | 74122000 | 506464N 00010 | 506464N 00040
506470N | PIPES AND FITTINGS | SCREW FITTINGS | RA 862 RAC.L G3/4 FX26/3 AL.N | LA | PREASSEMBLED SCREW FITTINGS | 17.07 | 0.29077 | 10 | 4 | 40 | 74122000 | 506470N 00010 | 506470N 00040
506473N | PIPES AND FITTINGS | SCREW FITTINGS | RA 861 RAC.L G3/4MX26/3 AL.N | LA | PREASSEMBLED SCREW FITTINGS | 15.51 | 0.248 | 10 | 8 | 80 | 74122000 | 506473N 00010 | 506473N 00080
506483N | PIPES AND FITTINGS | SCREW FITTINGS | RA 762 RAC.DIR.G1FX25/2.5 AL.N | LA | PREASSEMBLED SCREW FITTINGS | 13.12 | 0.215 | 15 | 4 | 60 | 74122000 | 506483N 00015 | 506483N 00060
506484N | PIPES AND FITTINGS | SCREW FITTINGS | RA 762 RAC.D.G3/4FX25/2.5 AL.N | LA | PREASSEMBLED SCREW FITTINGS | 12.25 | 0.187 | 20 | 4 | 80 | 74122000 | 506484N 00020 | 506484N 00080
506485N | PIPES AND FITTINGS | SCREW FITTINGS | RA 862 RAC.L G1F X 25/2.5 AL.N | LA | PREASSEMBLED SCREW FITTINGS | 19.73 | 0.33542 | 10 | 4 | 40 | 74122000 | 506485N 00010 | 506485N 00040
506486N | PIPES AND FITTINGS | SCREW FITTINGS | RA 861 RAC.L G1MX25/2.5 AL.N | LA | PREASSEMBLED SCREW FITTINGS | 17.63 | 0.284 | 10 | 8 | 80 | 74122000 | 506486N 00010 | 506486N 00080
506487N | PIPES AND FITTINGS | SCREW FITTINGS | RA 862 RAC.L G3/4FX25/2.5 AL.N | LA | PREASSEMBLED SCREW FITTINGS | 17.07 | 0.3 | 10 | 4 | 40 | 74122000 | 506487N 00010 | 506487N 00040
506488N | PIPES AND FITTINGS | SCREW FITTINGS | RA 861 RAC.L G3/4MX25/2.5 AL.N | LA | PREASSEMBLED SCREW FITTINGS | 15.51 | 0.25 | 20 | 4 | 80 | 74122000 | 506488N 00020 | 506488N 00080
506489N | PIPES AND FITTINGS | SCREW FITTINGS | RA 761N RAC.DIR. 1"MX25/2.5 | LA | PREASSEMBLED SCREW FITTINGS | 12.45 | 0.186 | 15 | 4 | 60 | 74122000 | 506489N 00015 | 506489N 00060
506490N | PIPES AND FITTINGS | SCREW FITTINGS | RA 761N RAC.DIR. 1"MX25/3 | LA | PREASSEMBLED SCREW FITTINGS | 12.45 | 0.19348 | 15 | 4 | 60 | 74122000 | 506490N 00015 | 506490N 00060
506491N | PIPES AND FITTINGS | SCREW FITTINGS | RA 762 RAC.DIR.G1F X 25/3 AL. | LA | PREASSEMBLED SCREW FITTINGS | 13.12 | 0.2365 | 15 | 4 | 60 | 74122000 | 506491N 00015 | 506491N 00060
506492N | PIPES AND FITTINGS | SCREW FITTINGS | RP 731N R.DIR.POL. 1"MX25/2.3 | LA | PREASSEMBLED SCREW FITTINGS | 11.99 | 0.187 | 20 | 4 | 80 | 74122000 | 506492N 00020 | 506492N 00080
506494N | PIPES AND FITTINGS | SCREW FITTINGS | RP 732 RAC.D.POL. 1"FX25/2.3 N | LA | PREASSEMBLED SCREW FITTINGS | 12.94 | 0.213 | 15 | 4 | 60 | 74122000 | 506494N 00015 | 506494N 00060
550042N | PIPES AND FITTINGS | SCREW FITTINGS | RP 731N R.DIR.POL. 3/4MX25/2,5 | LA | PREASSEMBLED SCREW FITTINGS | 12.07 | 0.178 | 25 | 4 | 100 | 74122000 | 550042N 00025 | 550042N 00100
570002N | PIPES AND FITTINGS | SCREW FITTINGS | RA 761N 1/2M X 16/2 TA EK | LA | PREASSEMBLED SCREW FITTINGS | 6.73 | 0.108 | 50 | 4 | 200 | 74122000 | 570002N 00050 | 570002N 00200
570005N | PIPES AND FITTINGS | SCREW FITTINGS | RA 761N 1/2M X 18/2 TA EK | LA | PREASSEMBLED SCREW FITTINGS | 6.89 | 0.114 | 50 | 4 | 200 | 74122000 | 570005N 00050 | 570005N 00200
570007N | PIPES AND FITTINGS | SCREW FITTINGS | RA 761N 1/2M X 20/2 TA EK | LA | PREASSEMBLED SCREW FITTINGS | 7.11 | 0.121 | 50 | 4 | 200 | 74122000 | 570007N 00050 | 570007N 00200
570020N | PIPES AND FITTINGS | SCREW FITTINGS | RP 731N 1/2M X 12/1 TP EK | LA | PREASSEMBLED SCREW FITTINGS | 6.46 | 0 | 50 | 4 | 200 | 74122000 | 570020N 00050 | 570020N 00200
570021N | PIPES AND FITTINGS | SCREW FITTINGS | RP 731N 1/2M X 12/2 TP EK | LA | PREASSEMBLED SCREW FITTINGS | 6.46 | 0 | 50 | 4 | 200 | 74122000 | 570021N 00050 | 570021N 00200
570022N | PIPES AND FITTINGS | SCREW FITTINGS | RP 731N 1/2M X 14/2 TP EK | LA | PREASSEMBLED SCREW FITTINGS | 6.46 | 0 | 50 | 4 | 200 | 74122000 | 570022N 00050 | 570022N 00200
570023N | PIPES AND FITTINGS | SCREW FITTINGS | RP 731N 1/2M X 15/1,7 TP EK | LA | PREASSEMBLED SCREW FITTINGS | 6.46 | 0 | 50 | 4 | 200 | 74122000 | 570023N 00050 | 570023N 00200
570024N | PIPES AND FITTINGS | SCREW FITTINGS | RP 731N 1/2M X 15/2,5 TP EK | LA | PREASSEMBLED SCREW FITTINGS | 6.46 | 0 | 50 | 4 | 200 | 74122000 | 570024N 00050 | 570024N 00200
570025N | PIPES AND FITTINGS | SCREW FITTINGS | RP 731N 1/2M X 16/1,5 TP EK | LA | PREASSEMBLED SCREW FITTINGS | 6.46 | 0 | 50 | 4 | 200 | 74122000 | 570025N 00050 | 570025N 00200
570026N | PIPES AND FITTINGS | SCREW FITTINGS | RP 731N 1/2M X 16/2 TP EK | LA | PREASSEMBLED SCREW FITTINGS | 6.46 | 0.0099 | 50 | 4 | 200 | 74122000 | 570026N 00050 | 570026N 00200
570027N | PIPES AND FITTINGS | SCREW FITTINGS | RP 731N 1/2M X 16/2,2 TP EK | LA | PREASSEMBLED SCREW FITTINGS | 6.46 | 0.111 | 50 | 4 | 200 | 74122000 | 570027N 00050 | 570027N 00200
570028N | PIPES AND FITTINGS | SCREW FITTINGS | RP 731N 1/2M X 17/2 TP EK | LA | PREASSEMBLED SCREW FITTINGS | 6.44 | 0.111 | 50 | 4 | 200 | 74122000 | 570028N 00050 | 570028N 00200
570029N | PIPES AND FITTINGS | SCREW FITTINGS | RP 731N 1/2M X 18/1,8 TP EK | LA | PREASSEMBLED SCREW FITTINGS | 6.44 | 0 | 50 | 4 | 200 | 74122000 | 570029N 00050 | 570029N 00200
570030N | PIPES AND FITTINGS | SCREW FITTINGS | RP 731N 1/2M X 18/2 TP EK | LA | PREASSEMBLED SCREW FITTINGS | 6.44 | 0.102 | 50 | 4 | 200 | 74122000 | 570030N 00050 | 570030N 00200
570031N | PIPES AND FITTINGS | SCREW FITTINGS | RP 731N 1/2M X 20/2 TP EK | LA | PREASSEMBLED SCREW FITTINGS | 6.73 | 0.1111 | 50 | 4 | 200 | 74122000 | 570031N 00050 | 570031N 00200
570032N | PIPES AND FITTINGS | SCREW FITTINGS | RP 731N 1/2M X 20/2,8 TP EK | LA | PREASSEMBLED SCREW FITTINGS | 6.73 | 0.106 | 50 | 4 | 200 | 74122000 | 570032N 00050 | 570032N 00200
570033N | PIPES AND FITTINGS | SCREW FITTINGS | RP 731N 1/2M X 21/2,5 TP EK | LA | PREASSEMBLED SCREW FITTINGS | 6.98 | 0.112 | 50 | 4 | 200 | 74122000 | 570033N 00050 | 570033N 00200
570051N | PIPES AND FITTINGS | SCREW FITTINGS | RR 781N 1/2M X 10 TR EK | LA | PREASSEMBLED SCREW FITTINGS | 5.27 | 0.08849 | 50 | 4 | 200 | 74122000 | 570051N 00050 | 570051N 00200
570053N | PIPES AND FITTINGS | SCREW FITTINGS | RR 781N 1/2M X 12 TR EK | LA | PREASSEMBLED SCREW FITTINGS | 5.27 | 0.08564 | 50 | 1 | 50 | 74122000 | 570053N 00050 | 570053N 00050
570054N | PIPES AND FITTINGS | SCREW FITTINGS | RR 781N 1/2M X 14 TR EK | LA | PREASSEMBLED SCREW FITTINGS | 5.27 | 0.08473 | 50 | 4 | 200 | 74122000 | 570054N 00050 | 570054N 00200
570055N | PIPES AND FITTINGS | SCREW FITTINGS | RR 781N 1/2M X 15 TR EK | LA | PREASSEMBLED SCREW FITTINGS | 5.27 | 0.0798 | 40 | 4 | 160 | 74122000 | 570055N 00040 | 570055N 00160
570056N | PIPES AND FITTINGS | SCREW FITTINGS | RR 781N 1/2M X 16 TR EK | LA | PREASSEMBLED SCREW FITTINGS | 5.27 | 0.08079 | 50 | 4 | 200 | 74122000 | 570056N 00050 | 570056N 00200
570057N | PIPES AND FITTINGS | SCREW FITTINGS | RR 781N 1/2M X 18 TR EK | LA | PREASSEMBLED SCREW FITTINGS | 6.73 | 0.09245 | 50 | 4 | 200 | 74122000 | 570057N 00050 | 570057N 00200
590031N | PIPES AND FITTINGS | SCREW FITTINGS | RAC.DIR.3/4M NPT X TUBO 3/4 NA | LA | PREASSEMBLED SCREW FITTINGS | 15.07 | 0.227 | 20 | 4 | 80 | 74122000 | 590031N 00020 | 590031N 00080
590032N | PIPES AND FITTINGS | SCREW FITTINGS | RAC.DIR.1"M NPT X TUBO 1" NA | LA | PREASSEMBLED SCREW FITTINGS | 18.46 | 0.279 | 10 | 8 | 80 | 74122000 | 590032N 00010 | 590032N 00080
590034N | PIPES AND FITTINGS | SCREW FITTINGS | RAC.DIR. 3/4M OR X TUBO 3/4 NA | LA | PREASSEMBLED SCREW FITTINGS | 15.4 | 0.1954 | 20 | 4 | 80 | 74122000 | 590034N 00020 | 590034N 00080
590035N | PIPES AND FITTINGS | SCREW FITTINGS | RAC.DIR. 1"M OR X TUBO 1" NA | LA | PREASSEMBLED SCREW FITTINGS | 25.1 | 0.315 | 12 | 4 | 48 | 74122000 | 590035N 00012 | 590035N 00048
570300 | PIPES AND FITTINGS | SCREW FITTINGS | RA 5608 DIR MASCHIO 3/8X16 NI | LC | BASIC SERIES SCREW FITTINGS | 3.488 | 0 | 50 | 0 | 50 | 74122000 | 570300 00050 | 570300 00050
570301 | PIPES AND FITTINGS | SCREW FITTINGS | RA 5608 DIR MASCHIO 1/2X16 NI | LC | BASIC SERIES SCREW FITTINGS | 3.572 | 0.051 | 50 | 0 | 50 | 74122000 | 570301 00050 | 570301 00050
570302 | PIPES AND FITTINGS | SCREW FITTINGS | RA 5608 DIR MASCHIO 1/2X20 NI | LC | BASIC SERIES SCREW FITTINGS | 5.32 | 0.086 | 50 | 0 | 50 | 74122000 | 570302 00050 | 570302 00050
570303 | PIPES AND FITTINGS | SCREW FITTINGS | RA 5608 DIR MASCHIO 3/4X16 NI | LC | BASIC SERIES SCREW FITTINGS | 5.03 | 0.0698 | 50 | 0 | 50 | 74122000 | 570303 00050 | 570303 00050
570304 | PIPES AND FITTINGS | SCREW FITTINGS | RA 5608 DIR MASCHIO 3/4X20 NI | LC | BASIC SERIES SCREW FITTINGS | 5.11 | 0.087 | 50 | 0 | 50 | 74122000 | 570304 00050 | 570304 00050
570305 | PIPES AND FITTINGS | SCREW FITTINGS | RA 5608 DIR MASCHIO 3/4X26 NI | LC | BASIC SERIES SCREW FITTINGS | 10.29 | 0.155 | 50 | 0 | 50 | 74122000 | 570305 00050 | 570305 00050
570306 | PIPES AND FITTINGS | SCREW FITTINGS | RA 5608 DIR MASCHIO 1X26 NI | LC | BASIC SERIES SCREW FITTINGS | 10.61 | 0.156 | 50 | 0 | 50 | 74122000 | 570306 00050 | 570306 00050
570307 | PIPES AND FITTINGS | SCREW FITTINGS | RA 5613 DIR FEMM.3/8X16 NI | LC | BASIC SERIES SCREW FITTINGS | 3.691 | 0 | 50 | 0 | 50 | 74122000 | 570307 00050 | 570307 00050
570308 | PIPES AND FITTINGS | SCREW FITTINGS | RA 5613 DIR FEMM. 1/2X16 NI | LC | BASIC SERIES SCREW FITTINGS | 3.773 | 0.053 | 50 | 0 | 50 | 74122000 | 570308 00050 | 570308 00050
570309 | PIPES AND FITTINGS | SCREW FITTINGS | RA 5613 DIR FEMM.1/2X20 NI | LC | BASIC SERIES SCREW FITTINGS | 5.33 | 0.085 | 50 | 0 | 50 | 74122000 | 570309 00050 | 570309 00050
570310 | PIPES AND FITTINGS | SCREW FITTINGS | RA 5613 DIR FEMM.3/4X16 NI | LC | BASIC SERIES SCREW FITTINGS | 5.73 | 0.0779 | 50 | 0 | 50 | 74122000 | 570310 00050 | 570310 00050
570311 | PIPES AND FITTINGS | SCREW FITTINGS | RA 5613 DIR FEMM.3/4X20 NI | LC | BASIC SERIES SCREW FITTINGS | 5.8 | 0.099 | 50 | 0 | 50 | 74122000 | 570311 00050 | 570311 00050
570312 | PIPES AND FITTINGS | SCREW FITTINGS | RA 5613 DIR FEMM. 3/4X26 NI | LC | BASIC SERIES SCREW FITTINGS | 10.34 | 0.157 | 50 | 0 | 50 | 74122000 | 570312 00050 | 570312 00050
570313 | PIPES AND FITTINGS | SCREW FITTINGS | RA 5613 DIR FEMM. 1X26 NI | LC | BASIC SERIES SCREW FITTINGS | 11.82 | 0.181 | 50 | 0 | 50 | 74122000 | 570313 00050 | 570313 00050
570314 | PIPES AND FITTINGS | SCREW FITTINGS | RA 5700 DIR DOPPIO 16X16 NI | LC | BASIC SERIES SCREW FITTINGS | 5.88 | 0.086 | 50 | 0 | 50 | 74122000 | 570314 00050 | 570314 00050
570315 | PIPES AND FITTINGS | SCREW FITTINGS | RA 5700 DIR DOPPIO 20X20 NI | LC | BASIC SERIES SCREW FITTINGS | 8.58 | 0.14 | 50 | 0 | 50 | 74122000 | 570315 00050 | 570315 00050
570316 | PIPES AND FITTINGS | SCREW FITTINGS | RA 5700 DIR DOPPIO 26X26 NI | LC | BASIC SERIES SCREW FITTINGS | 16.76 | 0.261 | 50 | 0 | 50 | 74122000 | 570316 00050 | 570316 00050
570317 | PIPES AND FITTINGS | SCREW FITTINGS | RA 5700R DIR RIDOTTO 20X16 NI | LC | BASIC SERIES SCREW FITTINGS | 7.72 | 0.117 | 50 | 0 | 50 | 74122000 | 570317 00050 | 570317 00050
570318 | PIPES AND FITTINGS | SCREW FITTINGS | RA 5700R DIR RIDOTTO 26X20 NI | LC | BASIC SERIES SCREW FITTINGS | 14.79 | 0.211 | 50 | 0 | 50 | 74122000 | 570318 00050 | 570318 00050
570319 | PIPES AND FITTINGS | SCREW FITTINGS | RA 5712 ANG.90° FEMM.1/2X16 NI | LC | BASIC SERIES SCREW FITTINGS | 4.616 | 0.07 | 50 | 0 | 50 | 74122000 | 570319 00050 | 570319 00050
570320 | PIPES AND FITTINGS | SCREW FITTINGS | RA 5712 ANG.90° FEMM.1/2X20 NI | LC | BASIC SERIES SCREW FITTINGS | 7.31 | 0.114 | 50 | 0 | 50 | 74122000 | 570320 00050 | 570320 00050
570321 | PIPES AND FITTINGS | SCREW FITTINGS | RA 5712 ANG.90° FEMM.3/4X20 NI | LC | BASIC SERIES SCREW FITTINGS | 9.72 | 0.115 | 50 | 0 | 50 | 74122000 | 570321 00050 | 570321 00050
570322 | PIPES AND FITTINGS | SCREW FITTINGS | RA 5712 ANG.90° FEMM.3/4X26 NI | LC | BASIC SERIES SCREW FITTINGS | 14.52 | 0.206 | 30 | 0 | 30 | 74122000 | 570322 00030 | 570322 00030
570323 | PIPES AND FITTINGS | SCREW FITTINGS | RA 5712 ANG. 90° FEMM.1X26 NI | LC | BASIC SERIES SCREW FITTINGS | 14.38 | 0.222 | 30 | 0 | 30 | 74122000 | 570323 00030 | 570323 00030
570324 | PIPES AND FITTINGS | SCREW FITTINGS | RA 5711 ANGOLO 90° M.1/2X16 NI | LC | BASIC SERIES SCREW FITTINGS | 4.616 | 0.061 | 50 | 0 | 50 | 74122000 | 570324 00050 | 570324 00050
570325 | PIPES AND FITTINGS | SCREW FITTINGS | RA 5711 ANG. 90° M. 1/2X20 NI | LC | BASIC SERIES SCREW FITTINGS | 7.62 | 0.095 | 50 | 0 | 50 | 74122000 | 570325 00050 | 570325 00050
570326 | PIPES AND FITTINGS | SCREW FITTINGS | RA 5711 ANG. 90° M. 3/4X20 NI | LC | BASIC SERIES SCREW FITTINGS | 10.1 | 0.106 | 50 | 0 | 50 | 74122000 | 570326 00050 | 570326 00050
570327 | PIPES AND FITTINGS | SCREW FITTINGS | RA 5711 ANG. 90° M. 3/4X26 NI | LC | BASIC SERIES SCREW FITTINGS | 14.03 | 0.181 | 30 | 0 | 30 | 74122000 | 570327 00030 | 570327 00030
570328 | PIPES AND FITTINGS | SCREW FITTINGS | RA 5711 ANGOLO 90° M. 1X26 NI | LC | BASIC SERIES SCREW FITTINGS | 14.52 | 0.194 | 30 | 0 | 30 | 74122000 | 570328 00030 | 570328 00030
570329 | PIPES AND FITTINGS | SCREW FITTINGS | RA 5721 T MASCHIO 16X1/2X16 NI | LC | BASIC SERIES SCREW FITTINGS | 7.62 | 0.107 | 50 | 0 | 50 | 74122000 | 570329 00050 | 570329 00050
570330 | PIPES AND FITTINGS | SCREW FITTINGS | RA 5721 T MASCHIO 20X1/2X20 NI | LC | BASIC SERIES SCREW FITTINGS | 11.13 | 0.162 | 50 | 0 | 50 | 74122000 | 570330 00050 | 570330 00050
570331 | PIPES AND FITTINGS | SCREW FITTINGS | RA 5721 T MASCHIO 20X3/4X20 NI | LC | BASIC SERIES SCREW FITTINGS | 11.9 | 0.173 | 50 | 0 | 50 | 74122000 | 570331 00050 | 570331 00050
570332 | PIPES AND FITTINGS | SCREW FITTINGS | RA 5721 T MASCHIO 26X3/4X26 NI | LC | BASIC SERIES SCREW FITTINGS | 19.8 | 0.298 | 30 | 0 | 30 | 74122000 | 570332 00030 | 570332 00030
570333 | PIPES AND FITTINGS | SCREW FITTINGS | RA 5721 T MASCHIO 26X1X26 NI | LC | BASIC SERIES SCREW FITTINGS | 19.87 | 0.309 | 30 | 0 | 30 | 74122000 | 570333 00030 | 570333 00030
570334 | PIPES AND FITTINGS | SCREW FITTINGS | RA 5722 T FEMM. 16X1/2X16 NI | LC | BASIC SERIES SCREW FITTINGS | 7.59 | 0.109 | 50 | 0 | 50 | 74122000 | 570334 00050 | 570334 00050
570335 | PIPES AND FITTINGS | SCREW FITTINGS | RA 5722 T FEMM. 20X1/2X20 NI | LC | BASIC SERIES SCREW FITTINGS | 10.87 | 0.181 | 50 | 0 | 50 | 74122000 | 570335 00050 | 570335 00050
570336 | PIPES AND FITTINGS | SCREW FITTINGS | RA 5722 T FEMM. 20X3/4X20 NI | LC | BASIC SERIES SCREW FITTINGS | 11.63 | 0 | 50 | 0 | 50 | 74122000 | 570336 00050 | 570336 00050
570337 | PIPES AND FITTINGS | SCREW FITTINGS | RA 5722 T FEMM. 26X3/4X26 NI | LC | BASIC SERIES SCREW FITTINGS | 20.46 | 0.329 | 30 | 0 | 30 | 74122000 | 570337 00030 | 570337 00030
570338 | PIPES AND FITTINGS | SCREW FITTINGS | RA 5722 T FEMM. 2X1X26 NI | LC | BASIC SERIES SCREW FITTINGS | 20.96 | 0 | 30 | 0 | 30 | 74122000 | 570338 00030 | 570338 00030
570339 | PIPES AND FITTINGS | SCREW FITTINGS | RA 5720 TEE 16X16X16 NI | LC | BASIC SERIES SCREW FITTINGS | 9.36 | 0.126 | 50 | 0 | 50 | 74122000 | 570339 00050 | 570339 00050
570340 | PIPES AND FITTINGS | SCREW FITTINGS | RA 5720 TEE 20X20X20 NI | LC | BASIC SERIES SCREW FITTINGS | 14.14 | 0.207 | 50 | 0 | 50 | 74122000 | 570340 00050 | 570340 00050
570341 | PIPES AND FITTINGS | SCREW FITTINGS | RA 5720 TEE 26X26X26 NI | LC | BASIC SERIES SCREW FITTINGS | 25.55 | 0.4 | 30 | 0 | 30 | 74122000 | 570341 00030 | 570341 00030
570342 | PIPES AND FITTINGS | SCREW FITTINGS | RA 5710 ANG.90°DOPPIO 16X16 NI | LC | BASIC SERIES SCREW FITTINGS | 6.5 | 0.086 | 50 | 0 | 50 | 74122000 | 570342 00050 | 570342 00050
570343 | PIPES AND FITTINGS | SCREW FITTINGS | RA 5710 ANG.90°DOPPIO 20X20 NI | LC | BASIC SERIES SCREW FITTINGS | 10.76 | 0.14 | 50 | 0 | 50 | 74122000 | 570343 00050 | 570343 00050
570344 | PIPES AND FITTINGS | SCREW FITTINGS | RA 5710 ANG.90°DOPPIO 26X26 NI | LC | BASIC SERIES SCREW FITTINGS | 19.59 | 0.283 | 30 | 0 | 30 | 74122000 | 570344 00030 | 570344 00030
570345 | PIPES AND FITTINGS | SCREW FITTINGS | RA 5760 INCASSO 90° 1/2X16 NI | LC | BASIC SERIES SCREW FITTINGS | 6.71 | 0.11 | 50 | 0 | 50 | 74122000 | 570345 00050 | 570345 00050
570346 | PIPES AND FITTINGS | SCREW FITTINGS | RA 5760 INCASSO 90° 1/2X20 NI | LC | BASIC SERIES SCREW FITTINGS | 7.72 | 0.132 | 50 | 0 | 50 | 74122000 | 570346 00050 | 570346 00050
570347 | PIPES AND FITTINGS | SCREW FITTINGS | RA 5720R TEE RID. 16X20X20 NI | LC | BASIC SERIES SCREW FITTINGS | 12.95 | 0.186 | 50 | 0 | 50 | 74122000 | 570347 00050 | 570347 00050
570348 | PIPES AND FITTINGS | SCREW FITTINGS | RA 5720R TEE RID. 20X16X20 NI | LC | BASIC SERIES SCREW FITTINGS | 12.95 | 0.193 | 50 | 0 | 50 | 74122000 | 570348 00050 | 570348 00050
570349 | PIPES AND FITTINGS | SCREW FITTINGS | RA 5720R TEE RID. 16X20X16 NI | LC | BASIC SERIES SCREW FITTINGS | 12.34 | 0.18 | 50 | 0 | 50 | 74122000 | 570349 00050 | 570349 00050
570350 | PIPES AND FITTINGS | SCREW FITTINGS | RA 5720R TEE RID. 16X16X20 NI | LC | BASIC SERIES SCREW FITTINGS | 12.34 | 0.173 | 50 | 0 | 50 | 74122000 | 570350 00050 | 570350 00050
570351 | PIPES AND FITTINGS | SCREW FITTINGS | RA 5720R TEE RID. 26X20X26 NI | LC | BASIC SERIES SCREW FITTINGS | 24.31 | 0.359 | 30 | 0 | 30 | 74122000 | 570351 00030 | 570351 00030
570352 | PIPES AND FITTINGS | SCREW FITTINGS | RA 5720R TEE RID. 20X26X20 NI | LC | BASIC SERIES SCREW FITTINGS | 21.83 | 0.306 | 30 | 0 | 30 | 74122000 | 570352 00030 | 570352 00030
570353 | PIPES AND FITTINGS | SCREW FITTINGS | RA 5720R TEE RID. 26X26X20 NI | LC | BASIC SERIES SCREW FITTINGS | 24.31 | 0.344 | 30 | 0 | 30 | 74122000 | 570353 00030 | 570353 00030
570354 | PIPES AND FITTINGS | SCREW FITTINGS | RA 5720R TEE RID. 20X20X26 NI | LC | BASIC SERIES SCREW FITTINGS | 21.83 | 0.301 | 30 | 0 | 30 | 74122000 | 570354 00030 | 570354 00030
570355 | PIPES AND FITTINGS | SCREW FITTINGS | RA 5105 ANG.MURO 105°1/2X16 NI | LC | BASIC SERIES SCREW FITTINGS | 8.08 | 0 | 50 | 0 | 50 | 74122000 | 570355 00050 | 570355 00050
570356 | PIPES AND FITTINGS | SCREW FITTINGS | RA 5105L AT.M.105°1/2X16 C/P | LC | BASIC SERIES SCREW FITTINGS | 8.51 | 0 | 50 | 0 | 50 | 74122000 | 570356 00050 | 570356 00050
570357 | PIPES AND FITTINGS | SCREW FITTINGS | RA 5703 DIR F.1/2X16 NI D.GIR. | LC | BASIC SERIES SCREW FITTINGS | 5.77 | 0.079 | 50 | 0 | 50 | 74122000 | 570357 00050 | 570357 00050
570358 | PIPES AND FITTINGS | SCREW FITTINGS | RA 5703 DIR F.1/2X20 NI D.GIR. | LC | BASIC SERIES SCREW FITTINGS | 7.99 | 0.111 | 50 | 0 | 50 | 74122000 | 570358 00050 | 570358 00050
570359 | PIPES AND FITTINGS | SCREW FITTINGS | RA 5703 DIR F.3/4X16 NI D.GIR. | LC | BASIC SERIES SCREW FITTINGS | 7.38 | 0 | 50 | 0 | 50 | 74122000 | 570359 00050 | 570359 00050
570360 | PIPES AND FITTINGS | SCREW FITTINGS | RA 5703 DIR F.3/4X20 NI D.GIR. | LC | BASIC SERIES SCREW FITTINGS | 7.49 | 0.141 | 50 | 0 | 50 | 74122000 | 570360 00050 | 570360 00050
570361 | PIPES AND FITTINGS | SCREW FITTINGS | RA 5703 DIR F.3/4X26 NI D.GIR. | LC | BASIC SERIES SCREW FITTINGS | 13.49 | 0.203 | 30 | 0 | 30 | 74122000 | 570361 00030 | 570361 00030
570362 | PIPES AND FITTINGS | SCREW FITTINGS | RA 5703 DIR F.1/2X26 NI D.GIR. | LC | BASIC SERIES SCREW FITTINGS | 15.44 | 0.246 | 30 | 0 | 30 | 74122000 | 570362 00030 | 570362 00030
570363 | PIPES AND FITTINGS | SCREW FITTINGS | RA 5717 ANG.F.1/2X16 NI D.GIR. | LC | BASIC SERIES SCREW FITTINGS | 7.88 | 0 | 50 | 0 | 50 | 74122000 | 570363 00050 | 570363 00050
570364 | PIPES AND FITTINGS | SCREW FITTINGS | RA 5717 ANG.F.1/2X20 NI D.GIR. | LC | BASIC SERIES SCREW FITTINGS | 8.78 | 0 | 50 | 0 | 50 | 74122000 | 570364 00050 | 570364 00050
570365 | PIPES AND FITTINGS | SCREW FITTINGS | RA 5717 ANG.F.3/4X16 NI D.GIR. | LC | BASIC SERIES SCREW FITTINGS | 8.95 | 0.126 | 50 | 0 | 50 | 74122000 | 570365 00050 | 570365 00050
570366 | PIPES AND FITTINGS | SCREW FITTINGS | RA 5717 ANG.F.3/4X20 NI D.GIR. | LC | BASIC SERIES SCREW FITTINGS | 11.09 | 0.138 | 50 | 0 | 50 | 74122000 | 570366 00050 | 570366 00050
570367 | PIPES AND FITTINGS | SCREW FITTINGS | RA 5717 ANG.F.3/4X26 NI D.GIR. | LC | BASIC SERIES SCREW FITTINGS | 17.04 | 0 | 30 | 0 | 30 | 74122000 | 570367 00030 | 570367 00030
570368 | PIPES AND FITTINGS | SCREW FITTINGS | RA 5717 ANG.F.1 X26 NI D.GIR. | LC | BASIC SERIES SCREW FITTINGS | 19.27 | 0 | 30 | 0 | 30 | 74122000 | 570368 00030 | 570368 00030
570369 | PIPES AND FITTINGS | SCREW FITTINGS | RA 5608 DIR MASCHIO 3/4X25 NI | LC | BASIC SERIES SCREW FITTINGS | 10.29 | 0.153 | 50 | 0 | 50 | 74122000 | 570369 00050 | 570369 00050
570370 | PIPES AND FITTINGS | SCREW FITTINGS | RA 5608 DIR MASCHIO 1X25 NI | LC | BASIC SERIES SCREW FITTINGS | 10.61 | 0.154 | 50 | 0 | 50 | 74122000 | 570370 00050 | 570370 00050
570371 | PIPES AND FITTINGS | SCREW FITTINGS | RA 5613 DIR FEMM. 3/4X25 NI | LC | BASIC SERIES SCREW FITTINGS | 10.34 | 0.154 | 50 | 0 | 50 | 74122000 | 570371 00050 | 570371 00050
570372 | PIPES AND FITTINGS | SCREW FITTINGS | RA 5613 DIR FEMM. 1X25 NI | LC | BASIC SERIES SCREW FITTINGS | 11.82 | 0.179 | 50 | 0 | 50 | 74122000 | 570372 00050 | 570372 00050
570373 | PIPES AND FITTINGS | SCREW FITTINGS | RA 5700 DIR DOPPIO 25X25 NI | LC | BASIC SERIES SCREW FITTINGS | 16.76 | 0.192 | 50 | 0 | 50 | 74122000 | 570373 00050 | 570373 00050
570374 | PIPES AND FITTINGS | SCREW FITTINGS | RA 5700R DIR RIDOTTO 25X20 NI | LC | BASIC SERIES SCREW FITTINGS | 14.79 | 0.209 | 50 | 0 | 50 | 74122000 | 570374 00050 | 570374 00050
570375 | PIPES AND FITTINGS | SCREW FITTINGS | RA 5712 ANG. 90° FEMM.3/4X25 N | LC | BASIC SERIES SCREW FITTINGS | 14.52 | 0.202 | 30 | 0 | 30 | 74122000 | 570375 00030 | 570375 00030
570376 | PIPES AND FITTINGS | SCREW FITTINGS | RA 5712 ANG. 90° FEMM.1X25 NI | LC | BASIC SERIES SCREW FITTINGS | 14.38 | 0.231 | 30 | 0 | 30 | 74122000 | 570376 00030 | 570376 00030
570377 | PIPES AND FITTINGS | SCREW FITTINGS | RA 5711 ANGOLO 90° M. 3/4X25 N | LC | BASIC SERIES SCREW FITTINGS | 14.03 | 0.177 | 30 | 0 | 30 | 74122000 | 570377 00030 | 570377 00030
570378 | PIPES AND FITTINGS | SCREW FITTINGS | RA 5711 ANGOLO 90° M. 1X25 NI | LC | BASIC SERIES SCREW FITTINGS | 14.52 | 0.193 | 30 | 0 | 30 | 74122000 | 570378 00030 | 570378 00030
570379 | PIPES AND FITTINGS | SCREW FITTINGS | RA 5721 T MASCHIO 25X3/4X25 NI | LC | BASIC SERIES SCREW FITTINGS | 19.8 | 0.257 | 30 | 0 | 30 | 74122000 | 570379 00030 | 570379 00030
570380 | PIPES AND FITTINGS | SCREW FITTINGS | RA 5722 T FEMM. 25X3/4X25 NI | LC | BASIC SERIES SCREW FITTINGS | 20.46 | 0.323 | 30 | 0 | 30 | 74122000 | 570380 00030 | 570380 00030
570381 | PIPES AND FITTINGS | SCREW FITTINGS | RA 5720 TEE 25X25X25 NI | LC | BASIC SERIES SCREW FITTINGS | 25.55 | 0.393 | 30 | 0 | 30 | 74122000 | 570381 00030 | 570381 00030
570382 | PIPES AND FITTINGS | SCREW FITTINGS | RA 5710 ANG.90°DOPPIO 25X25 NI | LC | BASIC SERIES SCREW FITTINGS | 19.59 | 0.277 | 30 | 0 | 30 | 74122000 | 570382 00030 | 570382 00030
570383 | PIPES AND FITTINGS | SCREW FITTINGS | RA 5720R TEE RID. 25X20X25 NI | LC | BASIC SERIES SCREW FITTINGS | 24.31 | 0.349 | 30 | 0 | 30 | 74122000 | 570383 00030 | 570383 00030
570384 | PIPES AND FITTINGS | SCREW FITTINGS | RA 5720R TEE RID. 20X20X25 NI | LC | BASIC SERIES SCREW FITTINGS | 21.83 | 0.303 | 30 | 0 | 30 | 74122000 | 570384 00030 | 570384 00030
500131 | PIPES AND FITTINGS | SCREW FITTINGS | SS 1711 SCAT. 90° EK BLUE S/D | MA | WALL BOXES | 7.7 | 0.133 | 8 | 12 | 96 | 74122000 | 500131 00008 | 500131 00096
500132 | PIPES AND FITTINGS | SCREW FITTINGS | SS 1710 SCAT. 90° EK BLUE C/D | MA | WALL BOXES | 8.81 | 0.209 | 8 | 12 | 96 | 74122000 | 500132 00008 | 500132 00096
500154 | PIPES AND FITTINGS | SCREW FITTINGS | SS 1740 SCATOLA DOPPIA EK | MA | WALL BOXES | 16 | 0.302 | 6 | 12 | 72 | 74122000 | 500154 00006 | 500154 00072
520060 | PIPES AND FITTINGS | SCREW FITTINGS | SS 1710 SCAT. 90° EK R.B C/D | MA | WALL BOXES | 8.81 | 0.209 | 8 | 12 | 96 | 74122000 | 520060 00008 | 520060 00096
500131R | PIPES AND FITTINGS | SCREW FITTINGS | SS 1711 SCAT. 90° EK RED S/D | MA | WALL BOXES | 7.7 | 0.133 | 8 | 12 | 96 | 74122000 | 500131R 00008 | 500131R 00096
500132R | PIPES AND FITTINGS | SCREW FITTINGS | SS 1710 SCAT. 90° EK RED C/D | MA | WALL BOXES | 8.81 | 0.209 | 8 | 12 | 96 | 74122000 | 500132R 00008 | 500132R 00096
506672B | MANIFOLDS | BRASS BAR MANIFOLDS | COLL.SAN.CON V.SF 1 1/2 02 B | N3 | MANIFOLDS KITS | 140 | 0 | 1 | 0 | 1 | 74122000 | 506672B 00001 | 506672B 00001
506672R | MANIFOLDS | BRASS BAR MANIFOLDS | COLL.SAN.CON V.SF 1 1/2 02 R | N3 | MANIFOLDS KITS | 140 | 0 | 1 | 0 | 1 | 74122000 | 506672R 00001 | 506672R 00001
506673B | MANIFOLDS | BRASS BAR MANIFOLDS | COLL.SAN.CON V.SF 1 1/2 03 B | N3 | MANIFOLDS KITS | 187.5 | 0 | 1 | 0 | 1 | 74122000 | 506673B 00001 | 506673B 00001
506673R | MANIFOLDS | BRASS BAR MANIFOLDS | COLL.SAN.CON V.SF 1 1/2 03 R | N3 | MANIFOLDS KITS | 187.5 | 0 | 1 | 0 | 1 | 74122000 | 506673R 00001 | 506673R 00001
506674B | MANIFOLDS | BRASS BAR MANIFOLDS | COLL.SAN.CON V.SF 1 1/2 04 B | N3 | MANIFOLDS KITS | 235 | 0 | 1 | 0 | 1 | 74122000 | 506674B 00001 | 506674B 00001
506674R | MANIFOLDS | BRASS BAR MANIFOLDS | COLL.SAN.CON V.SF 1 1/2 04 R | N3 | MANIFOLDS KITS | 235 | 0 | 1 | 0 | 1 | 74122000 | 506674R 00001 | 506674R 00001
506675B | MANIFOLDS | BRASS BAR MANIFOLDS | COLL.SAN.CON V.SF 1 1/2 05 B | N3 | MANIFOLDS KITS | 282.5 | 0 | 1 | 0 | 1 | 74122000 | 506675B 00001 | 506675B 00001
506675R | MANIFOLDS | BRASS BAR MANIFOLDS | COLL.SAN.CON V.SF 1 1/2 05 R | N3 | MANIFOLDS KITS | 282.5 | 0 | 1 | 0 | 1 | 74122000 | 506675R 00001 | 506675R 00001
506676B | MANIFOLDS | BRASS BAR MANIFOLDS | COLL.SAN.CON V.SF 1 1/2 06 B | N3 | MANIFOLDS KITS | 330.5 | 0 | 1 | 0 | 1 | 74122000 | 506676B 00001 | 506676B 00001
506676R | MANIFOLDS | BRASS BAR MANIFOLDS | COLL.SAN.CON V.SF 1 1/2 06 R | N3 | MANIFOLDS KITS | 330.5 | 0 | 1 | 0 | 1 | 74122000 | 506676R 00001 | 506676R 00001
506677B | MANIFOLDS | BRASS BAR MANIFOLDS | COLL.SAN.CON V.SF 1 1/2 07 B | N3 | MANIFOLDS KITS | 378 | 0 | 1 | 0 | 1 | 74122000 | 506677B 00001 | 506677B 00001
506677R | MANIFOLDS | BRASS BAR MANIFOLDS | COLL.SAN.CON V.SF 1 1/2 07 R | N3 | MANIFOLDS KITS | 378 | 0 | 1 | 0 | 1 | 74122000 | 506677R 00001 | 506677R 00001
506678B | MANIFOLDS | BRASS BAR MANIFOLDS | COLL.SAN.CON V.SF 1 1/2 08 B | N3 | MANIFOLDS KITS | 425.5 | 0 | 1 | 0 | 1 | 74122000 | 506678B 00001 | 506678B 00001
506678R | MANIFOLDS | BRASS BAR MANIFOLDS | COLL.SAN.CON V.SF 1 1/2 08 R | N3 | MANIFOLDS KITS | 425.5 | 0 | 1 | 0 | 1 | 74122000 | 506678R 00001 | 506678R 00001
507162AIV | MANIFOLDS | BRASS BAR MANIFOLDS | KIT COL. V.SF+ACC. P80 02 | N3 | MANIFOLDS KITS | 259.34 | 3.952 | 1 | 0 | 1 | 84818059 | 507162AIV 00001 | 507162AIV 00001
507162ASIV | MANIFOLDS | BRASS BAR MANIFOLDS | KIT COL. V.SF+ACC. P80 02 SQ | N3 | MANIFOLDS KITS | 268.94 | 3.95 | 1 | 0 | 1 | 84818059 | 507162ASIV 00001 | 507162ASIV 00001
507162IV | MANIFOLDS | BRASS BAR MANIFOLDS | KIT COLLETTORE BASE P80 02 | N3 | MANIFOLDS KITS | 101.5 | 1.976 | 1 | 0 | 1 | 84818059 | 507162IV 00001 | 507162IV 00001
507162KC | MANIFOLDS | BRASS BAR MANIFOLDS | KIT COL. DET + ACC. P80 02 | N3 | MANIFOLDS KITS | 158.09 | 2.443 | 1 | 0 | 1 | 84818059 | 507162KC 00001 | 507162KC 00001
507163AIV | MANIFOLDS | BRASS BAR MANIFOLDS | KIT COL. V.SF+ACC. P80 03 | N3 | MANIFOLDS KITS | 293.92 | 4.597 | 1 | 0 | 1 | 84818059 | 507163AIV 00001 | 507163AIV 00001
507163ASIV | MANIFOLDS | BRASS BAR MANIFOLDS | KIT COL. V.SF+ACC. P80 03 SQ | N3 | MANIFOLDS KITS | 303.52 | 4.514 | 1 | 0 | 1 | 84818059 | 507163ASIV 00001 | 507163ASIV 00001
507163IV | MANIFOLDS | BRASS BAR MANIFOLDS | KIT COLLETTORE BASE P80 03 | N3 | MANIFOLDS KITS | 136.1 | 2.62 | 1 | 0 | 1 | 84818059 | 507163IV 00001 | 507163IV 00001
507163KC | MANIFOLDS | BRASS BAR MANIFOLDS | KIT COL. DET + ACC. P80 03 | N3 | MANIFOLDS KITS | 192.69 | 3.094 | 1 | 0 | 1 | 84818059 | 507163KC 00001 | 507163KC 00001
507164AIV | MANIFOLDS | BRASS BAR MANIFOLDS | KIT COL. V.SF+ACC. P80 04 | N3 | MANIFOLDS KITS | 328.58 | 5.239 | 1 | 0 | 1 | 84818059 | 507164AIV 00001 | 507164AIV 00001
507164ASIV | MANIFOLDS | BRASS BAR MANIFOLDS | KIT COL. V.SF+ACC. P80 04 SQ | N3 | MANIFOLDS KITS | 338.16 | 5.094 | 1 | 0 | 1 | 84818059 | 507164ASIV 00001 | 507164ASIV 00001
507164IV | MANIFOLDS | BRASS BAR MANIFOLDS | KIT COLLETTORE BASE P80 04 | N3 | MANIFOLDS KITS | 170.73 | 3.259 | 1 | 0 | 1 | 84818059 | 507164IV 00001 | 507164IV 00001
507164KC | MANIFOLDS | BRASS BAR MANIFOLDS | KIT COL. DET + ACC. P80 04 | N3 | MANIFOLDS KITS | 227.32 | 3.669 | 1 | 0 | 1 | 84818059 | 507164KC 00001 | 507164KC 00001
507165AIV | MANIFOLDS | BRASS BAR MANIFOLDS | KIT COL. V.SF+ACC. P80 05 | N3 | MANIFOLDS KITS | 363.11 | 3.633 | 1 | 0 | 1 | 84818059 | 507165AIV 00001 | 507165AIV 00001
507165ASIV | MANIFOLDS | BRASS BAR MANIFOLDS | KIT COL. V.SF+ACC. P80 05 SQ | N3 | MANIFOLDS KITS | 372.71 | 5.803 | 1 | 0 | 1 | 84818059 | 507165ASIV 00001 | 507165ASIV 00001
507165IV | MANIFOLDS | BRASS BAR MANIFOLDS | KIT COLLETTORE BASE P80 05 | N3 | MANIFOLDS KITS | 205.26 | 4.138 | 1 | 0 | 1 | 84818059 | 507165IV 00001 | 507165IV 00001
507165KC | MANIFOLDS | BRASS BAR MANIFOLDS | KIT COL. DET + ACC. P80 05 | N3 | MANIFOLDS KITS | 261.87 | 3.62 | 1 | 0 | 1 | 84818059 | 507165KC 00001 | 507165KC 00001
507166AIV | MANIFOLDS | BRASS BAR MANIFOLDS | KIT COL. V.SF+ACC. P80 06 | N3 | MANIFOLDS KITS | 397.75 | 6.343 | 1 | 0 | 1 | 84818059 | 507166AIV 00001 | 507166AIV 00001
507166ASIV | MANIFOLDS | BRASS BAR MANIFOLDS | KIT COL. V.SF+ACC. P80 06 SQ | N3 | MANIFOLDS KITS | 407.37 | 6.445 | 1 | 0 | 1 | 84818059 | 507166ASIV 00001 | 507166ASIV 00001
507166IV | MANIFOLDS | BRASS BAR MANIFOLDS | KIT COLLETTORE BASE P80 06 | N3 | MANIFOLDS KITS | 239.91 | 4.592 | 1 | 0 | 1 | 84818059 | 507166IV 00001 | 507166IV 00001
507166KC | MANIFOLDS | BRASS BAR MANIFOLDS | KIT COL. DET + ACC. P80 06 | N3 | MANIFOLDS KITS | 296.5 | 5.376 | 1 | 0 | 1 | 84818059 | 507166KC 00001 | 507166KC 00001
507167AIV | MANIFOLDS | BRASS BAR MANIFOLDS | KIT COL. V.SF+ACC. P80 07 | N3 | MANIFOLDS KITS | 432.35 | 7.2 | 1 | 0 | 1 | 84818059 | 507167AIV 00001 | 507167AIV 00001
507167ASIV | MANIFOLDS | BRASS BAR MANIFOLDS | KIT COL. V.SF+ACC. P80 07 SQ | N3 | MANIFOLDS KITS | 441.97 | 6.926 | 1 | 0 | 1 | 84818059 | 507167ASIV 00001 | 507167ASIV 00001
507167IV | MANIFOLDS | BRASS BAR MANIFOLDS | KIT COLLETTORE BASE P80 07 | N3 | MANIFOLDS KITS | 274.5 | 5.22 | 1 | 0 | 1 | 84818059 | 507167IV 00001 | 507167IV 00001
507167KC | MANIFOLDS | BRASS BAR MANIFOLDS | KIT COL. DET + ACC. P80 07 | N3 | MANIFOLDS KITS | 331.1 | 5.544 | 1 | 0 | 1 | 84818059 | 507167KC 00001 | 507167KC 00001
507168AIV | MANIFOLDS | BRASS BAR MANIFOLDS | KIT COL. V.SF+ACC. P80 08 | N3 | MANIFOLDS KITS | 466.92 | 7.839 | 1 | 0 | 1 | 84818059 | 507168AIV 00001 | 507168AIV 00001
507168ASIV | MANIFOLDS | BRASS BAR MANIFOLDS | KIT COL. V.SF+ACC. P80 08 SQ | N3 | MANIFOLDS KITS | 476.51 | 5.455 | 1 | 0 | 1 | 84818059 | 507168ASIV 00001 | 507168ASIV 00001
507168IV | MANIFOLDS | BRASS BAR MANIFOLDS | KIT COLLETTORE BASE P80 08 | N3 | MANIFOLDS KITS | 309.06 | 5.843 | 1 | 0 | 1 | 84818059 | 507168IV 00001 | 507168IV 00001
507168KC | MANIFOLDS | BRASS BAR MANIFOLDS | KIT COL. DET + ACC. P80 08 | N3 | MANIFOLDS KITS | 365.66 | 6.6 | 1 | 0 | 1 | 84818059 | 507168KC 00001 | 507168KC 00001
507169AIV | MANIFOLDS | BRASS BAR MANIFOLDS | KIT COL. V.SF+ACC. P80 09 | N3 | MANIFOLDS KITS | 501.49 | 8.52 | 1 | 0 | 1 | 84818059 | 507169AIV 00001 | 507169AIV 00001
507169ASIV | MANIFOLDS | BRASS BAR MANIFOLDS | KIT COL. V.SF+ACC. P80 09 SQ | N3 | MANIFOLDS KITS | 511.1 | 0 | 1 | 0 | 1 | 84818059 | 507169ASIV 00001 | 507169ASIV 00001
507169IV | MANIFOLDS | BRASS BAR MANIFOLDS | KIT COLLETTORE BASE P80 09 | N3 | MANIFOLDS KITS | 343.64 | 6.454 | 1 | 0 | 1 | 84818059 | 507169IV 00001 | 507169IV 00001
507169KC | MANIFOLDS | BRASS BAR MANIFOLDS | KIT COL. DET + ACC. P80 09 | N3 | MANIFOLDS KITS | 400.25 | 7.4 | 1 | 0 | 1 | 84818059 | 507169KC 00001 | 507169KC 00001
507170AIV | MANIFOLDS | BRASS BAR MANIFOLDS | KIT COL. V.SF+ACC. P80 10 | N3 | MANIFOLDS KITS | 536 | 8.389 | 1 | 0 | 1 | 84818059 | 507170AIV 00001 | 507170AIV 00001
507170ASIV | MANIFOLDS | BRASS BAR MANIFOLDS | KIT COL. V.SF+ACC. P80 10 SQ | N3 | MANIFOLDS KITS | 545.6 | 8.741 | 1 | 0 | 1 | 84818059 | 507170ASIV 00001 | 507170ASIV 00001
507170IV | MANIFOLDS | BRASS BAR MANIFOLDS | KIT COLLETTORE BASE P80 10 | N3 | MANIFOLDS KITS | 378.15 | 7.123 | 1 | 0 | 1 | 84818059 | 507170IV 00001 | 507170IV 00001
507170KC | MANIFOLDS | BRASS BAR MANIFOLDS | KIT COL. DET + ACC. P80 10 | N3 | MANIFOLDS KITS | 434.74 | 7.854 | 1 | 0 | 1 | 84818059 | 507170KC 00001 | 507170KC 00001
507171AIV | MANIFOLDS | BRASS BAR MANIFOLDS | KIT COL. V.SF+ACC. P80 11 | N3 | MANIFOLDS KITS | 570.68 | 9.379 | 1 | 0 | 1 | 84818059 | 507171AIV 00001 | 507171AIV 00001
507171ASIV | MANIFOLDS | BRASS BAR MANIFOLDS | KIT COL. V.SF+ACC. P80 11 SQ | N3 | MANIFOLDS KITS | 580.28 | 0 | 1 | 0 | 1 | 84818059 | 507171ASIV 00001 | 507171ASIV 00001
507171IV | MANIFOLDS | BRASS BAR MANIFOLDS | KIT COLLETTORE BASE P80 11 | N3 | MANIFOLDS KITS | 412.85 | 7.829 | 1 | 0 | 1 | 84818059 | 507171IV 00001 | 507171IV 00001
507171KC | MANIFOLDS | BRASS BAR MANIFOLDS | KIT COL. DET + ACC. P80 11 | N3 | MANIFOLDS KITS | 469.41 | 0 | 1 | 0 | 1 | 84818059 | 507171KC 00001 | 507171KC 00001
507172AIV | MANIFOLDS | BRASS BAR MANIFOLDS | KIT COL. V.SF+ACC. P80 12 | N3 | MANIFOLDS KITS | 605.23 | 10.383 | 1 | 0 | 1 | 84818059 | 507172AIV 00001 | 507172AIV 00001
507172ASIV | MANIFOLDS | BRASS BAR MANIFOLDS | KIT COL. V.SF+ACC. P80 12 SQ | N3 | MANIFOLDS KITS | 614.83 | 0 | 1 | 0 | 1 | 84818059 | 507172ASIV 00001 | 507172ASIV 00001
507172IV | MANIFOLDS | BRASS BAR MANIFOLDS | KIT COLLETTORE BASE P80 12 | N3 | MANIFOLDS KITS | 447.4 | 8.475 | 1 | 0 | 1 | 84818059 | 507172IV 00001 | 507172IV 00001
507172KC | MANIFOLDS | BRASS BAR MANIFOLDS | KIT COL. DET + ACC. P80 12 | N3 | MANIFOLDS KITS | 503.98 | 9.2 | 1 | 0 | 1 | 84818059 | 507172KC 00001 | 507172KC 00001
507173AIV | MANIFOLDS | BRASS BAR MANIFOLDS | KIT COL. V.SF+ACC. P80 13 | N3 | MANIFOLDS KITS | 639.86 | 10.553 | 1 | 0 | 1 | 84818059 | 507173AIV 00001 | 507173AIV 00001
507173ASIV | MANIFOLDS | BRASS BAR MANIFOLDS | KIT COL. V.SF+ACC. P80 13 SQ | N3 | MANIFOLDS KITS | 649.47 | 0 | 1 | 0 | 1 | 84818059 | 507173ASIV 00001 | 507173ASIV 00001
507173IV | MANIFOLDS | BRASS BAR MANIFOLDS | KIT COLLETTORE BASE P80 13 | N3 | MANIFOLDS KITS | 482.04 | 9.192 | 1 | 0 | 1 | 84818059 | 507173IV 00001 | 507173IV 00001
507173KC | MANIFOLDS | BRASS BAR MANIFOLDS | KIT COL. DET + ACC. P80 13 | N3 | MANIFOLDS KITS | 538.63 | 10 | 1 | 0 | 1 | 84818059 | 507173KC 00001 | 507173KC 00001
507182AIV | MANIFOLDS | BRASS BAR MANIFOLDS | KIT COL. FLUX+V.SF+ACC. P80 02 | N3 | MANIFOLDS KITS | 285.74 | 4.02 | 1 | 0 | 1 | 84818059 | 507182AIV 00001 | 507182AIV 00001
507182ASIV | MANIFOLDS | BRASS BAR MANIFOLDS | KIT COL.FLUX+V.SF+AC.P80 02 SQ | N3 | MANIFOLDS KITS | 295.35 | 3.855 | 1 | 0 | 1 | 84818059 | 507182ASIV 00001 | 507182ASIV 00001
507182IV | MANIFOLDS | BRASS BAR MANIFOLDS | KIT COLLETTORE FLUXER P80 02 | N3 | MANIFOLDS KITS | 127.92 | 1.933 | 1 | 0 | 1 | 84818059 | 507182IV 00001 | 507182IV 00001
507182KC | MANIFOLDS | BRASS BAR MANIFOLDS | KIT COL/02 1 FLUX+ACC.P80 | N3 | MANIFOLDS KITS | 184.51 | 2.47 | 1 | 0 | 1 | 84818059 | 507182KC 00001 | 507182KC 00001
507183AIV | MANIFOLDS | BRASS BAR MANIFOLDS | KIT COL. FLUX+V.SF+ACC. P80 03 | N3 | MANIFOLDS KITS | 334.56 | 4.58 | 1 | 0 | 1 | 84818059 | 507183AIV 00001 | 507183AIV 00001
507183ASIV | MANIFOLDS | BRASS BAR MANIFOLDS | KIT COL.FLUX+V.SF+AC.P80 03 SQ | N3 | MANIFOLDS KITS | 344.15 | 4.455 | 1 | 0 | 1 | 84818059 | 507183ASIV 00001 | 507183ASIV 00001
507183IV | MANIFOLDS | BRASS BAR MANIFOLDS | KIT COLLETTORE FLUXER P80 03 | N3 | MANIFOLDS KITS | 176.72 | 2.572 | 1 | 0 | 1 | 84818059 | 507183IV 00001 | 507183IV 00001
507183KC | MANIFOLDS | BRASS BAR MANIFOLDS | KIT COL/03 1 FLUX+ACC.P80 | N3 | MANIFOLDS KITS | 233.31 | 3.05 | 1 | 0 | 1 | 84818059 | 507183KC 00001 | 507183KC 00001
507184AIV | MANIFOLDS | BRASS BAR MANIFOLDS | KIT COL. FLUX+V.SF+ACC. P80 04 | N3 | MANIFOLDS KITS | 382.87 | 5.265 | 1 | 0 | 1 | 84818059 | 507184AIV 00001 | 507184AIV 00001
507184ASIV | MANIFOLDS | BRASS BAR MANIFOLDS | KIT COL.FLUX+V.SF+AC.P80 04 SQ | N3 | MANIFOLDS KITS | 392.46 | 5.064 | 1 | 0 | 1 | 84818059 | 507184ASIV 00001 | 507184ASIV 00001
507184IV | MANIFOLDS | BRASS BAR MANIFOLDS | KIT COLLETTORE FLUXER P80 04 | N3 | MANIFOLDS KITS | 225.02 | 3.23 | 1 | 0 | 1 | 84818059 | 507184IV 00001 | 507184IV 00001
507184KC | MANIFOLDS | BRASS BAR MANIFOLDS | KIT COL/04 1 FLUX+ACC.P80 | N3 | MANIFOLDS KITS | 281.62 | 3.567 | 1 | 0 | 1 | 84818059 | 507184KC 00001 | 507184KC 00001
507185AIV | MANIFOLDS | BRASS BAR MANIFOLDS | KIT COL. FLUX+V.SF+ACC. P80 05 | N3 | MANIFOLDS KITS | 431.43 | 5.8 | 1 | 0 | 1 | 84818059 | 507185AIV 00001 | 507185AIV 00001
507185ASIV | MANIFOLDS | BRASS BAR MANIFOLDS | KIT COL.FLUX+V.SF+AC.P80 05 SQ | N3 | MANIFOLDS KITS | 441.03 | 5.674 | 1 | 0 | 1 | 84818059 | 507185ASIV 00001 | 507185ASIV 00001
507185IV | MANIFOLDS | BRASS BAR MANIFOLDS | KIT COLLETTORE FLUXER P80 05 | N3 | MANIFOLDS KITS | 273.58 | 3.862 | 1 | 0 | 1 | 84818059 | 507185IV 00001 | 507185IV 00001
507185KC | MANIFOLDS | BRASS BAR MANIFOLDS | KIT COL/05 1 FLUX+ACC.P80 | N3 | MANIFOLDS KITS | 330.17 | 4.287 | 1 | 0 | 1 | 84818059 | 507185KC 00001 | 507185KC 00001
507186AIV | MANIFOLDS | BRASS BAR MANIFOLDS | KIT COL. FLUX+V.SF+ACC. P80 06 | N3 | MANIFOLDS KITS | 480.13 | 6.49 | 1 | 0 | 1 | 84818059 | 507186AIV 00001 | 507186AIV 00001
507186ASIV | MANIFOLDS | BRASS BAR MANIFOLDS | KIT COL.FLUX+V.SF+AC.P80 06 SQ | N3 | MANIFOLDS KITS | 489.71 | 6.28 | 1 | 0 | 1 | 84818059 | 507186ASIV 00001 | 507186ASIV 00001
507186IV | MANIFOLDS | BRASS BAR MANIFOLDS | KIT COLLETTORE FLUXER P80 06 | N3 | MANIFOLDS KITS | 322.28 | 4.463 | 1 | 0 | 1 | 84818059 | 507186IV 00001 | 507186IV 00001
507186KC | MANIFOLDS | BRASS BAR MANIFOLDS | KIT COL/06 1 FLUX+ACC.P80 | N3 | MANIFOLDS KITS | 378.87 | 4.86 | 1 | 0 | 1 | 84818059 | 507186KC 00001 | 507186KC 00001
507187AIV | MANIFOLDS | BRASS BAR MANIFOLDS | KIT COL. FLUX+V.SF+ACC. P80 07 | N3 | MANIFOLDS KITS | 528.65 | 7 | 1 | 0 | 1 | 84818059 | 507187AIV 00001 | 507187AIV 00001
507187ASIV | MANIFOLDS | BRASS BAR MANIFOLDS | KIT COL.FLUX+V.SF+AC.P80 07 SQ | N3 | MANIFOLDS KITS | 538.24 | 6.933 | 1 | 0 | 1 | 84818059 | 507187ASIV 00001 | 507187ASIV 00001
507187IV | MANIFOLDS | BRASS BAR MANIFOLDS | KIT COLLETTORE FLUXER P80 07 | N3 | MANIFOLDS KITS | 370.8 | 5.109 | 1 | 0 | 1 | 84818059 | 507187IV 00001 | 507187IV 00001
507187KC | MANIFOLDS | BRASS BAR MANIFOLDS | KIT COL/07 1 FLUX+ACC.P80 | N3 | MANIFOLDS KITS | 427.4 | 5.496 | 1 | 0 | 1 | 84818059 | 507187KC 00001 | 507187KC 00001
507188AIV | MANIFOLDS | BRASS BAR MANIFOLDS | KIT COL. FLUX+V.SF+ACC. P80 08 | N3 | MANIFOLDS KITS | 577.23 | 7.78 | 1 | 0 | 1 | 84818059 | 507188AIV 00001 | 507188AIV 00001
507188ASIV | MANIFOLDS | BRASS BAR MANIFOLDS | KIT COL.FLUX+V.SF+AC.P80 08 SQ | N3 | MANIFOLDS KITS | 586.81 | 7.504 | 1 | 0 | 1 | 84818059 | 507188ASIV 00001 | 507188ASIV 00001
507188IV | MANIFOLDS | BRASS BAR MANIFOLDS | KIT COLLETTORE FLUXER P80 08 | N3 | MANIFOLDS KITS | 419.39 | 5.726 | 1 | 0 | 1 | 84818059 | 507188IV 00001 | 507188IV 00001
507188KC | MANIFOLDS | BRASS BAR MANIFOLDS | KIT COL/08 1 FLUX+ACC.P80 | N3 | MANIFOLDS KITS | 475.97 | 6.066 | 1 | 0 | 1 | 84818059 | 507188KC 00001 | 507188KC 00001
507189AIV | MANIFOLDS | BRASS BAR MANIFOLDS | KIT COL. FLUX+V.SF+ACC. P80 09 | N3 | MANIFOLDS KITS | 626.21 | 8.395 | 1 | 0 | 1 | 84818059 | 507189AIV 00001 | 507189AIV 00001
507189ASIV | MANIFOLDS | BRASS BAR MANIFOLDS | KIT COL.FLUX+V.SF+AC.P80 09 SQ | N3 | MANIFOLDS KITS | 635.81 | 8.12 | 1 | 0 | 1 | 84818059 | 507189ASIV 00001 | 507189ASIV 00001
507189IV | MANIFOLDS | BRASS BAR MANIFOLDS | KIT COLLETTORE FLUXER P80 09 | N3 | MANIFOLDS KITS | 468.37 | 6.36 | 1 | 0 | 1 | 84818059 | 507189IV 00001 | 507189IV 00001
507189KC | MANIFOLDS | BRASS BAR MANIFOLDS | KIT COL/09 1 FLUX+ACC.P80 | N3 | MANIFOLDS KITS | 524.95 | 6.668 | 1 | 0 | 1 | 84818059 | 507189KC 00001 | 507189KC 00001
507190AIV | MANIFOLDS | BRASS BAR MANIFOLDS | KIT COL. FLUX+V.SF+ACC. P80 10 | N3 | MANIFOLDS KITS | 673.13 | 9.4 | 1 | 0 | 1 | 84818059 | 507190AIV 00001 | 507190AIV 00001
507190ASIV | MANIFOLDS | BRASS BAR MANIFOLDS | KIT COL.FLUX+V.SF+AC.P80 10 SQ | N3 | MANIFOLDS KITS | 682.73 | 8.703 | 1 | 0 | 1 | 84818059 | 507190ASIV 00001 | 507190ASIV 00001
507190IV | MANIFOLDS | BRASS BAR MANIFOLDS | KIT COLLETTORE FLUXER P80 10 | N3 | MANIFOLDS KITS | 515.3 | 6.953 | 1 | 0 | 1 | 84818059 | 507190IV 00001 | 507190IV 00001
507190KC | MANIFOLDS | BRASS BAR MANIFOLDS | KIT COL/10 1 FLUX+ACC.P80 | N3 | MANIFOLDS KITS | 571.88 | 7.277 | 1 | 0 | 1 | 84818059 | 507190KC 00001 | 507190KC 00001
507191AIV | MANIFOLDS | BRASS BAR MANIFOLDS | KIT COL. FLUX+V.SF+ACC. P80 11 | N3 | MANIFOLDS KITS | 723.64 | 9.4 | 1 | 0 | 1 | 84818059 | 507191AIV 00001 | 507191AIV 00001
507191ASIV | MANIFOLDS | BRASS BAR MANIFOLDS | KIT COL.FLUX+V.SF+AC.P80 11 SQ | N3 | MANIFOLDS KITS | 733.22 | 9.253 | 1 | 0 | 1 | 84818059 | 507191ASIV 00001 | 507191ASIV 00001
507191IV | MANIFOLDS | BRASS BAR MANIFOLDS | KIT COLLETTORE FLUXER P80 11 | N3 | MANIFOLDS KITS | 565.79 | 7.6 | 1 | 0 | 1 | 84818059 | 507191IV 00001 | 507191IV 00001
507191KC | MANIFOLDS | BRASS BAR MANIFOLDS | KIT COL/11 1 FLUX+ACC.P80 | N3 | MANIFOLDS KITS | 622.38 | 7.842 | 1 | 0 | 1 | 84818059 | 507191KC 00001 | 507191KC 00001
507192AIV | MANIFOLDS | BRASS BAR MANIFOLDS | KIT COL. FLUX+V.SF+ACC. P80 12 | N3 | MANIFOLDS KITS | 771.76 | 10.4 | 1 | 0 | 1 | 84818059 | 507192AIV 00001 | 507192AIV 00001
507192ASIV | MANIFOLDS | BRASS BAR MANIFOLDS | KIT COL.FLUX+V.SF+AC.P80 12 SQ | N3 | MANIFOLDS KITS | 781.35 | 10.57 | 1 | 0 | 1 | 84818059 | 507192ASIV 00001 | 507192ASIV 00001
507192IV | MANIFOLDS | BRASS BAR MANIFOLDS | KIT COLLETTORE FLUXER P80 12 | N3 | MANIFOLDS KITS | 613.92 | 8.262 | 1 | 0 | 1 | 84818059 | 507192IV 00001 | 507192IV 00001
507192KC | MANIFOLDS | BRASS BAR MANIFOLDS | KIT COL/12 1 FLUX+ACC.P80 | N3 | MANIFOLDS KITS | 670.5 | 8.406 | 1 | 0 | 1 | 84818059 | 507192KC 00001 | 507192KC 00001
507193AIV | MANIFOLDS | BRASS BAR MANIFOLDS | KIT COL. FLUX+V.SF+ACC. P80 13 | N3 | MANIFOLDS KITS | 823.06 | 10.8 | 1 | 0 | 1 | 84818059 | 507193AIV 00001 | 507193AIV 00001
507193ASIV | MANIFOLDS | BRASS BAR MANIFOLDS | KIT COL.FLUX+V.SF+AC.P80 13 SQ | N3 | MANIFOLDS KITS | 832.64 | 10.538 | 1 | 0 | 1 | 84818059 | 507193ASIV 00001 | 507193ASIV 00001
507193IV | MANIFOLDS | BRASS BAR MANIFOLDS | KIT COLLETTORE FLUXER P80 13 | N3 | MANIFOLDS KITS | 665.21 | 9.8 | 1 | 0 | 1 | 84818059 | 507193IV 00001 | 507193IV 00001
507193KC | MANIFOLDS | BRASS BAR MANIFOLDS | KIT COL/13 1 FLUX+ACC.P80 | N3 | MANIFOLDS KITS | 721.8 | 9.119 | 1 | 0 | 1 | 84818059 | 507193KC 00001 | 507193KC 00001
508162AIV | MANIFOLDS | BRASS BAR MANIFOLDS | KIT COL. V.SF+ACC. 1"1/4 02 | N3 | MANIFOLDS KITS | 311.71 | 0 | 1 | 0 | 1 | 84818059 | 508162AIV 00001 | 508162AIV 00001
508162ASIV | MANIFOLDS | BRASS BAR MANIFOLDS | KIT COL.V.SF+ACC.1 1/4 02 SQ | N3 | MANIFOLDS KITS | 321.32 | 0 | 1 | 0 | 1 | 84818059 | 508162ASIV 00001 | 508162ASIV 00001
508162KC | MANIFOLDS | BRASS BAR MANIFOLDS | KIT COL. DET + ACC. 1 1/4 02 | N3 | MANIFOLDS KITS | 163.41 | 3.6 | 1 | 0 | 1 | 84818059 | 508162KC 00001 | 508162KC 00001
508163AIV | MANIFOLDS | BRASS BAR MANIFOLDS | KIT COL. V.SF+ACC. 1"1/4 03 | N3 | MANIFOLDS KITS | 353.53 | 0 | 1 | 0 | 1 | 84818059 | 508163AIV 00001 | 508163AIV 00001
508163ASIV | MANIFOLDS | BRASS BAR MANIFOLDS | KIT COL.V.SF+ACC.1 1/4 03 SQ | N3 | MANIFOLDS KITS | 363.13 | 6 | 1 | 0 | 1 | 84818059 | 508163ASIV 00001 | 508163ASIV 00001
508163KC | MANIFOLDS | BRASS BAR MANIFOLDS | KIT COL. DET + ACC. 1 1/4 03 | N3 | MANIFOLDS KITS | 205.23 | 4.182 | 1 | 0 | 1 | 84818059 | 508163KC 00001 | 508163KC 00001
508164AIV | MANIFOLDS | BRASS BAR MANIFOLDS | KIT COL. V.SF+ACC. 1"1/4 04 | N3 | MANIFOLDS KITS | 395.51 | 6.963 | 1 | 0 | 1 | 84818059 | 508164AIV 00001 | 508164AIV 00001
508164ASIV | MANIFOLDS | BRASS BAR MANIFOLDS | KIT COL.V.SF+ACC.1 1/4 04 SQ | N3 | MANIFOLDS KITS | 405.12 | 0 | 1 | 0 | 1 | 84818059 | 508164ASIV 00001 | 508164ASIV 00001
508164KC | MANIFOLDS | BRASS BAR MANIFOLDS | KIT COL. DET + ACC. 1 1/4 04 | N3 | MANIFOLDS KITS | 247.21 | 5.39 | 1 | 0 | 1 | 84818059 | 508164KC 00001 | 508164KC 00001
508165AIV | MANIFOLDS | BRASS BAR MANIFOLDS | KIT COL. V.SF+ACC. 1"1/4 05 | N3 | MANIFOLDS KITS | 437.33 | 7.726 | 1 | 0 | 1 | 84818059 | 508165AIV 00001 | 508165AIV 00001
508165ASIV | MANIFOLDS | BRASS BAR MANIFOLDS | KIT COL.V.SF+ACC.1 1/4 05 SQ | N3 | MANIFOLDS KITS | 446.94 | 7.93 | 1 | 0 | 1 | 84818059 | 508165ASIV 00001 | 508165ASIV 00001
508165KC | MANIFOLDS | BRASS BAR MANIFOLDS | KIT COL. DET + ACC. 1 1/4 05 | N3 | MANIFOLDS KITS | 289.03 | 5.77 | 1 | 0 | 1 | 84818059 | 508165KC 00001 | 508165KC 00001
508166AIV | MANIFOLDS | BRASS BAR MANIFOLDS | KIT COL. V.SF+ACC. 1"1/4 06 | N3 | MANIFOLDS KITS | 479.33 | 8.571 | 1 | 0 | 1 | 84818059 | 508166AIV 00001 | 508166AIV 00001
508166ASIV | MANIFOLDS | BRASS BAR MANIFOLDS | KIT COL.V.SF+ACC.1 1/4 06 SQ | N3 | MANIFOLDS KITS | 488.95 | 0 | 1 | 0 | 1 | 84818059 | 508166ASIV 00001 | 508166ASIV 00001
508166KC | MANIFOLDS | BRASS BAR MANIFOLDS | KIT COL. DET + ACC. 1 1/4 06 | N3 | MANIFOLDS KITS | 331.03 | 7.08 | 1 | 0 | 1 | 84818059 | 508166KC 00001 | 508166KC 00001
508167AIV | MANIFOLDS | BRASS BAR MANIFOLDS | KIT COL. V.SF+ACC. 1"1/4 07 | N3 | MANIFOLDS KITS | 521.17 | 9.356 | 1 | 0 | 1 | 84818059 | 508167AIV 00001 | 508167AIV 00001
508167ASIV | MANIFOLDS | BRASS BAR MANIFOLDS | KIT COL.V.SF+ACC.1 1/4 07 SQ | N3 | MANIFOLDS KITS | 530.76 | 8.933 | 1 | 0 | 1 | 84818059 | 508167ASIV 00001 | 508167ASIV 00001
508167KC | MANIFOLDS | BRASS BAR MANIFOLDS | KIT COL. DET + ACC. 1 1/4 07 | N3 | MANIFOLDS KITS | 372.85 | 7.34 | 1 | 0 | 1 | 84818059 | 508167KC 00001 | 508167KC 00001
508168AIV | MANIFOLDS | BRASS BAR MANIFOLDS | KIT COL. V.SF+ACC. 1"1/4 08 | N3 | MANIFOLDS KITS | 563.15 | 10.134 | 1 | 0 | 1 | 84818059 | 508168AIV 00001 | 508168AIV 00001
508168ASIV | MANIFOLDS | BRASS BAR MANIFOLDS | KIT COL.V.SF+ACC.1 1/4 08 SQ | N3 | MANIFOLDS KITS | 572.74 | 10.36 | 1 | 0 | 1 | 84818059 | 508168ASIV 00001 | 508168ASIV 00001
508168KC | MANIFOLDS | BRASS BAR MANIFOLDS | KIT COL. DET + ACC. 1 1/4 08 | N3 | MANIFOLDS KITS | 414.85 | 8.8 | 1 | 0 | 1 | 84818059 | 508168KC 00001 | 508168KC 00001
508169AIV | MANIFOLDS | BRASS BAR MANIFOLDS | KIT COL. V.SF+ACC. 1"1/4 09 | N3 | MANIFOLDS KITS | 604.91 | 10.912 | 1 | 0 | 1 | 84818059 | 508169AIV 00001 | 508169AIV 00001
508169ASIV | MANIFOLDS | BRASS BAR MANIFOLDS | KIT COL.V.SF+ACC.1 1/4 09 SQ | N3 | MANIFOLDS KITS | 614.52 | 10.517 | 1 | 0 | 1 | 84818059 | 508169ASIV 00001 | 508169ASIV 00001
508169KC | MANIFOLDS | BRASS BAR MANIFOLDS | KIT COL. DET + ACC. 1 1/4 09 | N3 | MANIFOLDS KITS | 456.62 | 9.6 | 1 | 0 | 1 | 84818059 | 508169KC 00001 | 508169KC 00001
508170AIV | MANIFOLDS | BRASS BAR MANIFOLDS | KIT COL. V.SF+ACC. 1"1/4 10 | N3 | MANIFOLDS KITS | 646.77 | 11.575 | 1 | 0 | 1 | 84818059 | 508170AIV 00001 | 508170AIV 00001
508170ASIV | MANIFOLDS | BRASS BAR MANIFOLDS | KIT COL.V.SF+ACC.1 1/4 10 SQ | N3 | MANIFOLDS KITS | 656.38 | 0 | 1 | 0 | 1 | 84818059 | 508170ASIV 00001 | 508170ASIV 00001
508170KC | MANIFOLDS | BRASS BAR MANIFOLDS | KIT COL. DET + ACC. 1 1/4 10 | N3 | MANIFOLDS KITS | 498.48 | 9.756 | 1 | 0 | 1 | 84818059 | 508170KC 00001 | 508170KC 00001
508171AIV | MANIFOLDS | BRASS BAR MANIFOLDS | KIT COL. V.SF+ACC. 1"1/4 11 | N3 | MANIFOLDS KITS | 688.74 | 12.509 | 1 | 0 | 1 | 84818059 | 508171AIV 00001 | 508171AIV 00001
508171ASIV | MANIFOLDS | BRASS BAR MANIFOLDS | KIT COL.V.SF+ACC.1 1/4 11 SQ | N3 | MANIFOLDS KITS | 698.32 | 0 | 1 | 0 | 1 | 84818059 | 508171ASIV 00001 | 508171ASIV 00001
508171KC | MANIFOLDS | BRASS BAR MANIFOLDS | KIT COL. DET + ACC. 1 1/4 11 | N3 | MANIFOLDS KITS | 540.41 | 11.4 | 1 | 0 | 1 | 84818059 | 508171KC 00001 | 508171KC 00001
508172AIV | MANIFOLDS | BRASS BAR MANIFOLDS | KIT COL. V.SF+ACC. 1"1/4 12 | N3 | MANIFOLDS KITS | 730.6 | 13.262 | 1 | 0 | 1 | 84818059 | 508172AIV 00001 | 508172AIV 00001
508172ASIV | MANIFOLDS | BRASS BAR MANIFOLDS | KIT COL.V.SF+ACC.1 1/4 12 SQ | N3 | MANIFOLDS KITS | 740.18 | 0 | 1 | 0 | 1 | 84818059 | 508172ASIV 00001 | 508172ASIV 00001
508172KC | MANIFOLDS | BRASS BAR MANIFOLDS | KIT COL. DET + ACC. 1 1/4 12 | N3 | MANIFOLDS KITS | 582.3 | 11.2 | 1 | 0 | 1 | 84818059 | 508172KC 00001 | 508172KC 00001
508182AIV | MANIFOLDS | BRASS BAR MANIFOLDS | KIT COL.FLUX+V.SF+ACC.1"1/4 02 | N3 | MANIFOLDS KITS | 334.19 | 0 | 1 | 0 | 1 | 84818059 | 508182AIV 00001 | 508182AIV 00001
508182ASIV | MANIFOLDS | BRASS BAR MANIFOLDS | KIT COL.FLUX+V.SF+ACC.1 1/4 02 | N3 | MANIFOLDS KITS | 339.5 | 0 | 1 | 0 | 1 | 84818059 | 508182ASIV 00001 | 508182ASIV 00001
508182KC | MANIFOLDS | BRASS BAR MANIFOLDS | KIT COL/02 1 1/4 FLUX+ACC. | N3 | MANIFOLDS KITS | 185.89 | 0 | 1 | 0 | 1 | 84818059 | 508182KC 00001 | 508182KC 00001
508183AIV | MANIFOLDS | BRASS BAR MANIFOLDS | KIT COL.FLUX+V.SF+ACC.1"1/4 03 | N3 | MANIFOLDS KITS | 388.35 | 0 | 1 | 0 | 1 | 84818059 | 508183AIV 00001 | 508183AIV 00001
508183ASIV | MANIFOLDS | BRASS BAR MANIFOLDS | KIT COL.FLUX+V.SF+ACC.1 1/4 03 | N3 | MANIFOLDS KITS | 393.66 | 0 | 1 | 0 | 1 | 84818059 | 508183ASIV 00001 | 508183ASIV 00001
508183KC | MANIFOLDS | BRASS BAR MANIFOLDS | KIT COL/03 1 1/4 FLUX+ACC. | N3 | MANIFOLDS KITS | 240.07 | 4.4 | 1 | 0 | 1 | 84818059 | 508183KC 00001 | 508183KC 00001
508184AIV | MANIFOLDS | BRASS BAR MANIFOLDS | KIT COL.FLUX+V.SF+ACC.1"1/4 04 | N3 | MANIFOLDS KITS | 442.63 | 6.895 | 1 | 0 | 1 | 84818059 | 508184AIV 00001 | 508184AIV 00001
508184ASIV | MANIFOLDS | BRASS BAR MANIFOLDS | KIT COL.FLUX+V.SF+ACC.1 1/4 04 | N3 | MANIFOLDS KITS | 447.93 | 0 | 1 | 0 | 1 | 84818059 | 508184ASIV 00001 | 508184ASIV 00001
508184KC | MANIFOLDS | BRASS BAR MANIFOLDS | KIT COL/04 1 1/4 FLUX+ACC. | N3 | MANIFOLDS KITS | 294.33 | 5.2 | 1 | 0 | 1 | 84818059 | 508184KC 00001 | 508184KC 00001
508185AIV | MANIFOLDS | BRASS BAR MANIFOLDS | KIT COL.FLUX+V.SF+ACC.1"1/4 05 | N3 | MANIFOLDS KITS | 496.8 | 7.484 | 1 | 0 | 1 | 84818059 | 508185AIV 00001 | 508185AIV 00001
508185ASIV | MANIFOLDS | BRASS BAR MANIFOLDS | KIT COL.FLUX+V.SF+ACC.1 1/4 05 | N3 | MANIFOLDS KITS | 502.08 | 0 | 1 | 0 | 1 | 84818059 | 508185ASIV 00001 | 508185ASIV 00001
508185KC | MANIFOLDS | BRASS BAR MANIFOLDS | KIT COL/05 1 1/4 FLUX+ACC. | N3 | MANIFOLDS KITS | 348.48 | 6.2 | 1 | 0 | 1 | 84818059 | 508185KC 00001 | 508185KC 00001
508186AIV | MANIFOLDS | BRASS BAR MANIFOLDS | KIT COL.FLUX+V.SF+ACC.1"1/4 06 | N3 | MANIFOLDS KITS | 551.02 | 8.32 | 1 | 0 | 1 | 84818059 | 508186AIV 00001 | 508186AIV 00001
508186ASIV | MANIFOLDS | BRASS BAR MANIFOLDS | KIT COL.FLUX+V.SF+ACC.1 1/4 06 | N3 | MANIFOLDS KITS | 556.34 | 0 | 1 | 0 | 1 | 84818059 | 508186ASIV 00001 | 508186ASIV 00001
508186KC | MANIFOLDS | BRASS BAR MANIFOLDS | KIT COL/06 1 1/4 FLUX+ACC. | N3 | MANIFOLDS KITS | 402.73 | 6.434 | 1 | 0 | 1 | 84818059 | 508186KC 00001 | 508186KC 00001
508187AIV | MANIFOLDS | BRASS BAR MANIFOLDS | KIT COL.FLUX+V.SF+ACC.1"1/4 07 | N3 | MANIFOLDS KITS | 605.28 | 9.7 | 1 | 0 | 1 | 84818059 | 508187AIV 00001 | 508187AIV 00001
508187ASIV | MANIFOLDS | BRASS BAR MANIFOLDS | KIT COL.FLUX+V.SF+ACC.1 1/4 07 | N3 | MANIFOLDS KITS | 610.6 | 0 | 1 | 0 | 1 | 84818059 | 508187ASIV 00001 | 508187ASIV 00001
508187KC | MANIFOLDS | BRASS BAR MANIFOLDS | KIT COL/07 1 1/4 FLUX+ACC. | N3 | MANIFOLDS KITS | 456.98 | 7.203 | 1 | 0 | 1 | 84818059 | 508187KC 00001 | 508187KC 00001
508188AIV | MANIFOLDS | BRASS BAR MANIFOLDS | KIT COL.FLUX+V.SF+ACC.1"1/4 08 | N3 | MANIFOLDS KITS | 659.48 | 9.85 | 1 | 0 | 1 | 84818059 | 508188AIV 00001 | 508188AIV 00001
508188ASIV | MANIFOLDS | BRASS BAR MANIFOLDS | KIT COL.FLUX+V.SF+ACC.1 1/4 08 | N3 | MANIFOLDS KITS | 664.79 | 0 | 1 | 0 | 1 | 84818059 | 508188ASIV 00001 | 508188ASIV 00001
508188KC | MANIFOLDS | BRASS BAR MANIFOLDS | KIT COL/08 1 1/4 FLUX+ACC. | N3 | MANIFOLDS KITS | 511.19 | 8.037 | 1 | 0 | 1 | 84818059 | 508188KC 00001 | 508188KC 00001
508189AIV | MANIFOLDS | BRASS BAR MANIFOLDS | KIT COL.FLUX+V.SF+ACC.1"1/4 09 | N3 | MANIFOLDS KITS | 713.69 | 10.577 | 1 | 0 | 1 | 84818059 | 508189AIV 00001 | 508189AIV 00001
508189ASIV | MANIFOLDS | BRASS BAR MANIFOLDS | KIT COL.FLUX+V.SF+ACC.1 1/4 09 | N3 | MANIFOLDS KITS | 718.96 | 10.293 | 1 | 0 | 1 | 84818059 | 508189ASIV 00001 | 508189ASIV 00001
508189KC | MANIFOLDS | BRASS BAR MANIFOLDS | KIT COL/09 1 1/4 FLUX+ACC. | N3 | MANIFOLDS KITS | 565.37 | 9.389 | 1 | 0 | 1 | 84818059 | 508189KC 00001 | 508189KC 00001
508190AIV | MANIFOLDS | BRASS BAR MANIFOLDS | KIT COL.FLUX+V.SF+ACC.1"1/4 10 | N3 | MANIFOLDS KITS | 767.88 | 11.6 | 1 | 0 | 1 | 84818059 | 508190AIV 00001 | 508190AIV 00001
508190ASIV | MANIFOLDS | BRASS BAR MANIFOLDS | KIT COL.FLUX+V.SF+ACC.1 1/4 10 | N3 | MANIFOLDS KITS | 773.19 | 10.309 | 1 | 0 | 1 | 84818059 | 508190ASIV 00001 | 508190ASIV 00001
508190KC | MANIFOLDS | BRASS BAR MANIFOLDS | KIT COL/10 1 1/4 FLUX+ACC. | N3 | MANIFOLDS KITS | 619.6 | 9.544 | 1 | 0 | 1 | 84818059 | 508190KC 00001 | 508190KC 00001
508191AIV | MANIFOLDS | BRASS BAR MANIFOLDS | KIT COL.FLUX+V.SF+ACC.1"1/4 11 | N3 | MANIFOLDS KITS | 822.08 | 12.572 | 1 | 0 | 1 | 84818059 | 508191AIV 00001 | 508191AIV 00001
508191ASIV | MANIFOLDS | BRASS BAR MANIFOLDS | KIT COL.FLUX+V.SF+ACC.1 1/4 11 | N3 | MANIFOLDS KITS | 827.39 | 0 | 1 | 0 | 1 | 84818059 | 508191ASIV 00001 | 508191ASIV 00001
508191KC | MANIFOLDS | BRASS BAR MANIFOLDS | KIT COL/11 1 1/4 FLUX+ACC. | N3 | MANIFOLDS KITS | 673.79 | 9.8 | 1 | 0 | 1 | 84818059 | 508191KC 00001 | 508191KC 00001
508192AIV | MANIFOLDS | BRASS BAR MANIFOLDS | KIT COL.FLUX+V.SF+ACC.1"1/4 12 | N3 | MANIFOLDS KITS | 876.26 | 13.011 | 1 | 0 | 1 | 84818059 | 508192AIV 00001 | 508192AIV 00001
508192ASIV | MANIFOLDS | BRASS BAR MANIFOLDS | KIT COL.FLUX+V.SF+ACC.1 1/4 12 | N3 | MANIFOLDS KITS | 881.58 | 0 | 1 | 0 | 1 | 84818059 | 508192ASIV 00001 | 508192ASIV 00001
508192KC | MANIFOLDS | BRASS BAR MANIFOLDS | KIT COL/12 1 1/4 FLUX+ACC. | N3 | MANIFOLDS KITS | 727.98 | 11.773 | 1 | 0 | 1 | 84818059 | 508192KC 00001 | 508192KC 00001
KSA0003B02 | MANIFOLDS | BRASS BAR MANIFOLDS | KSA 003 COL.1"1/2+V.SF+ACC 02 | N3 | MANIFOLDS KITS | 672.56 | 8.4 | 1 | 0 | 1 | 84818059 | KSA0003B02 00001 | KSA0003B02 00001
KSA0003B03 | MANIFOLDS | BRASS BAR MANIFOLDS | KSA 003 COL.1"1/2+V.SF+ACC 03 | N3 | MANIFOLDS KITS | 736.06 | 9.4 | 1 | 0 | 1 | 84818059 | KSA0003B03 00001 | KSA0003B03 00001
KSA0003B04 | MANIFOLDS | BRASS BAR MANIFOLDS | KSA 003 COL.1"1/2+V.SF+ACC 04 | N3 | MANIFOLDS KITS | 799.33 | 11.6 | 1 | 0 | 1 | 84818059 | KSA0003B04 00001 | KSA0003B04 00001
KSA0003B05 | MANIFOLDS | BRASS BAR MANIFOLDS | KSA 003 COL.1"1/2+V.SF+ACC 05 | N3 | MANIFOLDS KITS | 862.8 | 11.6 | 1 | 0 | 1 | 84818059 | KSA0003B05 00001 | KSA0003B05 00001
KSA0003B06 | MANIFOLDS | BRASS BAR MANIFOLDS | KSA 003 COL.1"1/2+V.SF+ACC 06 | N3 | MANIFOLDS KITS | 926.29 | 11.6 | 1 | 0 | 1 | 84818059 | KSA0003B06 00001 | KSA0003B06 00001
KSA0003B07 | MANIFOLDS | BRASS BAR MANIFOLDS | KSA 003 COL.1"1/2+V.SF+ACC 07 | N3 | MANIFOLDS KITS | 989.59 | 11.6 | 1 | 0 | 1 | 84818059 | KSA0003B07 00001 | KSA0003B07 00001
KSA0003B08 | MANIFOLDS | BRASS BAR MANIFOLDS | KSA 003 COL.1"1/2+V.SF+ACC 08 | N3 | MANIFOLDS KITS | 1053.06 | 11.6 | 1 | 0 | 1 | 84818059 | KSA0003B08 00001 | KSA0003B08 00001
KSA0003B09 | MANIFOLDS | BRASS BAR MANIFOLDS | KSA 003 COL.1"1/2+V.SF+ACC 09 | N3 | MANIFOLDS KITS | 1116.44 | 11.6 | 1 | 0 | 1 | 84818059 | KSA0003B09 00001 | KSA0003B09 00001
KSA0003B10 | MANIFOLDS | BRASS BAR MANIFOLDS | KSA 003 COL.1"1/2+V.SF+ACC 10 | N3 | MANIFOLDS KITS | 1179.84 | 13.6 | 1 | 0 | 1 | 84818059 | KSA0003B10 00001 | KSA0003B10 00001
KSA0003B11 | MANIFOLDS | BRASS BAR MANIFOLDS | KSA 003 COL.1"1/2+V.SF+ACC 11 | N3 | MANIFOLDS KITS | 1243.19 | 11.6 | 1 | 1 | 1 | 84818059 | KSA0003B11 00001 | KSA0003B11 00001
KSA0003B12 | MANIFOLDS | BRASS BAR MANIFOLDS | KSA 003 COL.1"1/2+V.SF+ACC 12 | N3 | MANIFOLDS KITS | 1306.69 | 16 | 1 | 0 | 1 | 84818059 | KSA0003B12 00001 | KSA0003B12 00001
KSA0005B02 | MANIFOLDS | BRASS BAR MANIFOLDS | KSA 005 CI 1"1/2X3/4F /02 + VD | N3 | MANIFOLDS KITS | 255.99 | 0 | 1 | 1 | 1 | 84818059 | KSA0005B02 00001 | KSA0005B02 00001
KSA0005B03 | MANIFOLDS | BRASS BAR MANIFOLDS | KSA 005 CI 1"1/2X3/4F /03 + VD | N3 | MANIFOLDS KITS | 319.48 | 0 | 1 | 1 | 1 | 84818059 | KSA0005B03 00001 | KSA0005B03 00001
KSA0005B04 | MANIFOLDS | BRASS BAR MANIFOLDS | KSA 005 CI 1"1/2X3/4F /04 + VD | N3 | MANIFOLDS KITS | 382.74 | 11.6 | 1 | 0 | 1 | 84818059 | KSA0005B04 00001 | KSA0005B04 00001
KSA0005B05 | MANIFOLDS | BRASS BAR MANIFOLDS | KSA 005 CI 1"1/2X3/4F /05 + VD | N3 | MANIFOLDS KITS | 446.23 | 11.6 | 1 | 1 | 1 | 84818059 | KSA0005B05 00001 | KSA0005B05 00001
KSA0005B06 | MANIFOLDS | BRASS BAR MANIFOLDS | KSA 005 CI 1"1/2X3/4F /06 + VD | N3 | MANIFOLDS KITS | 509.73 | 11.6 | 1 | 0 | 1 | 84818059 | KSA0005B06 00001 | KSA0005B06 00001
KSA0005B07 | MANIFOLDS | BRASS BAR MANIFOLDS | KSA 005 CI 1"1/2X3/4F /07 + VD | N3 | MANIFOLDS KITS | 573.11 | 11.6 | 1 | 0 | 1 | 84818059 | KSA0005B07 00001 | KSA0005B07 00001
KSA0005B08 | MANIFOLDS | BRASS BAR MANIFOLDS | KSA 005 CI 1"1/2X3/4F /08 + VD | N3 | MANIFOLDS KITS | 636.61 | 11.6 | 1 | 0 | 1 | 84818059 | KSA0005B08 00001 | KSA0005B08 00001
KSA0005B09 | MANIFOLDS | BRASS BAR MANIFOLDS | KSA 005 CI 1"1/2X3/4F /09 + VD | N3 | MANIFOLDS KITS | 699.88 | 11.6 | 1 | 1 | 1 | 84818059 | KSA0005B09 00001 | KSA0005B09 00001
KSA0005B10 | MANIFOLDS | BRASS BAR MANIFOLDS | KSA 005 CI 1"1/2X3/4F /10 + VD | N3 | MANIFOLDS KITS | 763.38 | 13.6 | 1 | 0 | 1 | 84818059 | KSA0005B10 00001 | KSA0005B10 00001
KSA0005B11 | MANIFOLDS | BRASS BAR MANIFOLDS | KSA 005 CI 1"1/2X3/4F /11 + VD | N3 | MANIFOLDS KITS | 826.62 | 11.6 | 1 | 1 | 1 | 84818059 | KSA0005B11 00001 | KSA0005B11 00001
KSA0005B12 | MANIFOLDS | BRASS BAR MANIFOLDS | KSA 005 CI 1"1/2X3/4F /12 + VD | N3 | MANIFOLDS KITS | 890.11 | 16 | 1 | 1 | 1 | 84818059 | KSA0005B12 00001 | KSA0005B12 00001
KSA0005B13 | MANIFOLDS | BRASS BAR MANIFOLDS | KSA 005 CI 1"1/2X3/4F /13 + VD | N3 | MANIFOLDS KITS | 953.61 | 0 | 1 | 1 | 1 | 84818059 | KSA0005B13 00001 | KSA0005B13 00001
KSA0034B02 | MANIFOLDS | BRASS BAR MANIFOLDS | CI 1 1/2 X 3/4F /02 VT + VD | N3 | MANIFOLDS KITS | 266.94 | 4.28 | 1 | 0 | 1 | 84818059 | KSA0034B02 00001 | KSA0034B02 00001
KSA0034B03 | MANIFOLDS | BRASS BAR MANIFOLDS | CI 1 1/2 X 3/4F /03 VT + VD | N3 | MANIFOLDS KITS | 335.93 | 5.38 | 1 | 0 | 1 | 84818059 | KSA0034B03 00001 | KSA0034B03 00001
KSA0034B04 | MANIFOLDS | BRASS BAR MANIFOLDS | CI 1 1/2 X 3/4F /04 VT + VD | N3 | MANIFOLDS KITS | 404.66 | 6.6 | 1 | 0 | 1 | 84818059 | KSA0034B04 00001 | KSA0034B04 00001
KSA0034B05 | MANIFOLDS | BRASS BAR MANIFOLDS | CI 1 1/2 X 3/4F /05 VT + VD | N3 | MANIFOLDS KITS | 473.65 | 7.2 | 1 | 0 | 1 | 84818059 | KSA0034B05 00001 | KSA0034B05 00001
KSA0034B06 | MANIFOLDS | BRASS BAR MANIFOLDS | CI 1 1/2 X 3/4F /06 VT + VD | N3 | MANIFOLDS KITS | 542.64 | 8.8 | 1 | 0 | 1 | 84818059 | KSA0034B06 00001 | KSA0034B06 00001
KSA0034B07 | MANIFOLDS | BRASS BAR MANIFOLDS | CI 1 1/2 X 3/4F /07 VT + VD | N3 | MANIFOLDS KITS | 611.5 | 9 | 1 | 0 | 1 | 84818059 | KSA0034B07 00001 | KSA0034B07 00001
KSA0034B08 | MANIFOLDS | BRASS BAR MANIFOLDS | CI 1 1/2 X 3/4F /08 VT + VD | N3 | MANIFOLDS KITS | 680.49 | 11 | 1 | 0 | 1 | 84818059 | KSA0034B08 00001 | KSA0034B08 00001
KSA0034B09 | MANIFOLDS | BRASS BAR MANIFOLDS | CI 1 1/2 X 3/4F /09 VT + VD | N3 | MANIFOLDS KITS | 749.22 | 12.2 | 1 | 0 | 1 | 84818059 | KSA0034B09 00001 | KSA0034B09 00001
KSA0034B10 | MANIFOLDS | BRASS BAR MANIFOLDS | CI 1 1/2 X 3/4F /10 VT + VD | N3 | MANIFOLDS KITS | 818.2 | 13.4 | 1 | 0 | 1 | 84818059 | KSA0034B10 00001 | KSA0034B10 00001
KSA0034B11 | MANIFOLDS | BRASS BAR MANIFOLDS | CI 1 1/2 X 3/4F /11 VT + VD | N3 | MANIFOLDS KITS | 886.94 | 14.4 | 1 | 1 | 1 | 84818059 | KSA0034B11 00001 | KSA0034B11 00001
KSA0034B12 | MANIFOLDS | BRASS BAR MANIFOLDS | CI 1 1/2 X 3/4F /12 VT + VD | N3 | MANIFOLDS KITS | 955.91 | 0 | 1 | 1 | 1 | 84818059 | KSA0034B12 00001 | KSA0034B12 00001
KSA0034B13 | MANIFOLDS | BRASS BAR MANIFOLDS | CI 1 1/2 X 3/4F /13 VT + VD | N3 | MANIFOLDS KITS | 1024.88 | 17 | 1 | 0 | 1 | 84818059 | KSA0034B13 00001 | KSA0034B13 00001
KSA0035B02 | MANIFOLDS | BRASS BAR MANIFOLDS | CI VD+VT 1 1/2 + V.SF+ ACC02 | N3 | MANIFOLDS KITS | 683.54 | 0 | 1 | 1 | 1 | 84818059 | KSA0035B02 00001 | KSA0035B02 00001
KSA0035B03 | MANIFOLDS | BRASS BAR MANIFOLDS | CI VD+VT 1 1/2 + V.SF+ ACC03 | N3 | MANIFOLDS KITS | 752.52 | 0 | 1 | 1 | 1 | 84818059 | KSA0035B03 00001 | KSA0035B03 00001
KSA0035B04 | MANIFOLDS | BRASS BAR MANIFOLDS | CI VD+VT 1 1/2 + V.SF+ ACC04 | N3 | MANIFOLDS KITS | 821.25 | 10.568 | 1 | 0 | 1 | 84818059 | KSA0035B04 00001 | KSA0035B04 00001
KSA0035B05 | MANIFOLDS | BRASS BAR MANIFOLDS | CI VD+VT 1 1/2 + V.SF+ ACC05 | N3 | MANIFOLDS KITS | 890.23 | 11.5 | 1 | 0 | 1 | 84818059 | KSA0035B05 00001 | KSA0035B05 00001
KSA0035B06 | MANIFOLDS | BRASS BAR MANIFOLDS | CI VD+VT 1 1/2 + V.SF+ ACC06 | N3 | MANIFOLDS KITS | 959.19 | 12.9 | 1 | 0 | 1 | 84818059 | KSA0035B06 00001 | KSA0035B06 00001
KSA0035B07 | MANIFOLDS | BRASS BAR MANIFOLDS | CI VD+VT 1 1/2 + V.SF+ ACC07 | N3 | MANIFOLDS KITS | 1027.97 | 13.9 | 1 | 0 | 1 | 84818059 | KSA0035B07 00001 | KSA0035B07 00001
KSA0035B08 | MANIFOLDS | BRASS BAR MANIFOLDS | CI VD+VT 1 1/2 + V.SF+ ACC08 | N3 | MANIFOLDS KITS | 1096.92 | 15.178 | 1 | 0 | 1 | 84818059 | KSA0035B08 00001 | KSA0035B08 00001
KSA0035B09 | MANIFOLDS | BRASS BAR MANIFOLDS | CI VD+VT 1 1/2 + V.SF+ ACC09 | N3 | MANIFOLDS KITS | 1165.78 | 16.4 | 1 | 0 | 1 | 84818059 | KSA0035B09 00001 | KSA0035B09 00001
KSA0035B10 | MANIFOLDS | BRASS BAR MANIFOLDS | CI VD+VT 1 1/2 + V.SF+ ACC10 | N3 | MANIFOLDS KITS | 1234.68 | 17.43 | 1 | 0 | 1 | 84818059 | KSA0035B10 00001 | KSA0035B10 00001
KSA0035B11 | MANIFOLDS | BRASS BAR MANIFOLDS | CI VD+VT 1 1/2 + V.SF+ ACC11 | N3 | MANIFOLDS KITS | 1303.51 | 14.6 | 1 | 0 | 1 | 84818059 | KSA0035B11 00001 | KSA0035B11 00001
KSA0035B12 | MANIFOLDS | BRASS BAR MANIFOLDS | CI VD+VT 1 1/2 + V.SF+ ACC12 | N3 | MANIFOLDS KITS | 1372.49 | 19.6 | 1 | 0 | 1 | 84818059 | KSA0035B12 00001 | KSA0035B12 00001
KSA0036B02 | MANIFOLDS | BRASS BAR MANIFOLDS | CS +V.SF 1 1/2 02 | N3 | MANIFOLDS KITS | 325.45 | 5 | 1 | 0 | 1 | 74122000 | KSA0036B02 00001 | KSA0036B02 00001
KSA0036B03 | MANIFOLDS | BRASS BAR MANIFOLDS | CS +V.SF 1 1/2 03 | N3 | MANIFOLDS KITS | 420.63 | 6.537 | 1 | 0 | 1 | 74122000 | KSA0036B03 00001 | KSA0036B03 00001
KSA0036B04 | MANIFOLDS | BRASS BAR MANIFOLDS | CS +V.SF 1 1/2 04 | N3 | MANIFOLDS KITS | 515.57 | 7.2 | 1 | 0 | 1 | 74122000 | KSA0036B04 00001 | KSA0036B04 00001
KSA0036B05 | MANIFOLDS | BRASS BAR MANIFOLDS | CS +V.SF 1 1/2 05 | N3 | MANIFOLDS KITS | 610.77 | 9.56 | 1 | 0 | 1 | 74122000 | KSA0036B05 00001 | KSA0036B05 00001
KSA0036B06 | MANIFOLDS | BRASS BAR MANIFOLDS | CS +V.SF 1 1/2 06 | N3 | MANIFOLDS KITS | 705.96 | 11.05 | 1 | 0 | 1 | 74122000 | KSA0036B06 00001 | KSA0036B06 00001
KSA0036B07 | MANIFOLDS | BRASS BAR MANIFOLDS | CS +V.SF 1 1/2 07 | N3 | MANIFOLDS KITS | 801.01 | 14.3 | 1 | 0 | 1 | 74122000 | KSA0036B07 00001 | KSA0036B07 00001
KSA0036B08 | MANIFOLDS | BRASS BAR MANIFOLDS | CS +V.SF 1 1/2 08 | N3 | MANIFOLDS KITS | 896.23 | 14.1 | 1 | 0 | 1 | 74122000 | KSA0036B08 00001 | KSA0036B08 00001
KSA0036B09 | MANIFOLDS | BRASS BAR MANIFOLDS | CS +V.SF 1 1/2 09 | N3 | MANIFOLDS KITS | 991.16 | 14.08 | 1 | 0 | 1 | 74122000 | KSA0036B09 00001 | KSA0036B09 00001
KSA0036B10 | MANIFOLDS | BRASS BAR MANIFOLDS | CS +V.SF 1 1/2 10 | N3 | MANIFOLDS KITS | 1086.35 | 0 | 1 | 1 | 1 | 74122000 | KSA0036B10 00001 | KSA0036B10 00001
KSA0036B11 | MANIFOLDS | BRASS BAR MANIFOLDS | CS +V.SF 1 1/2 11 | N3 | MANIFOLDS KITS | 1181.28 | 18.5 | 1 | 0 | 1 | 74122000 | KSA0036B11 00001 | KSA0036B11 00001
KSA0036B12 | MANIFOLDS | BRASS BAR MANIFOLDS | CS +V.SF 1 1/2 12 | N3 | MANIFOLDS KITS | 1276.47 | 19.4 | 1 | 0 | 1 | 74122000 | KSA0036B12 00001 | KSA0036B12 00001
KSA0036B13 | MANIFOLDS | BRASS BAR MANIFOLDS | CS +V.SF 1 1/2 13 | N3 | MANIFOLDS KITS | 1371.64 | 21.6 | 1 | 0 | 1 | 74122000 | KSA0036B13 00001 | KSA0036B13 00001
KSA0037B02 | MANIFOLDS | BRASS BAR MANIFOLDS | CS+V.SF 1 1/2+ACC 02 | N3 | MANIFOLDS KITS | 761.64 | 0 | 1 | 1 | 1 | 74122000 | KSA0037B02 00001 | KSA0037B02 00001
KSA0037B03 | MANIFOLDS | BRASS BAR MANIFOLDS | CS+V.SF 1 1/2+ACC 03 | N3 | MANIFOLDS KITS | 856.82 | 10 | 1 | 0 | 1 | 74122000 | KSA0037B03 00001 | KSA0037B03 00001
KSA0037B04 | MANIFOLDS | BRASS BAR MANIFOLDS | CS+V.SF 1 1/2+ACC 04 | N3 | MANIFOLDS KITS | 951.75 | 9.33 | 1 | 0 | 1 | 74122000 | KSA0037B04 00001 | KSA0037B04 00001
KSA0037B05 | MANIFOLDS | BRASS BAR MANIFOLDS | CS+V.SF 1 1/2+ACC 05 | N3 | MANIFOLDS KITS | 1046.93 | 13.7 | 1 | 0 | 1 | 74122000 | KSA0037B05 00001 | KSA0037B05 00001
KSA0037B06 | MANIFOLDS | BRASS BAR MANIFOLDS | CS+V.SF 1 1/2+ACC 06 | N3 | MANIFOLDS KITS | 1142.14 | 15.2 | 1 | 0 | 1 | 74122000 | KSA0037B06 00001 | KSA0037B06 00001
KSA0037B07 | MANIFOLDS | BRASS BAR MANIFOLDS | CS+V.SF 1 1/2+ACC 07 | N3 | MANIFOLDS KITS | 1237.11 | 17 | 1 | 0 | 1 | 74122000 | KSA0037B07 00001 | KSA0037B07 00001
KSA0037B08 | MANIFOLDS | BRASS BAR MANIFOLDS | CS+V.SF 1 1/2+ACC 08 | N3 | MANIFOLDS KITS | 1332.27 | 17.5 | 1 | 1 | 1 | 74122000 | KSA0037B08 00001 | KSA0037B08 00001
KSA0037B09 | MANIFOLDS | BRASS BAR MANIFOLDS | CS+V.SF 1 1/2+ACC 09 | N3 | MANIFOLDS KITS | 1427.33 | 19.648 | 1 | 0 | 1 | 74122000 | KSA0037B09 00001 | KSA0037B09 00001
KSA0037B10 | MANIFOLDS | BRASS BAR MANIFOLDS | CS+V.SF 1 1/2+ACC 10 | N3 | MANIFOLDS KITS | 1522.44 | 21 | 1 | 0 | 1 | 74122000 | KSA0037B10 00001 | KSA0037B10 00001
KSA0037B11 | MANIFOLDS | BRASS BAR MANIFOLDS | CS+V.SF 1 1/2+ACC 11 | N3 | MANIFOLDS KITS | 1617.47 | 0 | 1 | 1 | 1 | 74122000 | KSA0037B11 00001 | KSA0037B11 00001
KSA0037B12 | MANIFOLDS | BRASS BAR MANIFOLDS | CS+V.SF 1 1/2+ACC 12 | N3 | MANIFOLDS KITS | 1712.66 | 24 | 1 | 0 | 1 | 74122000 | KSA0037B12 00001 | KSA0037B12 00001
400362 | MANIFOLDS | BRASS BAR MANIFOLDS | CS 501/02 1"1/4X1/2 SP | NA | CS MANIFOLDS | 27.06 | 0.602 | 12 | 0 | 12 | 74122000 | 400362 00012 | 400362 00012
400363 | MANIFOLDS | BRASS BAR MANIFOLDS | CS 501/03 1"1/4X1/2 SP | NA | CS MANIFOLDS | 37.81 | 0.872 | 12 | 0 | 12 | 74122000 | 400363 00012 | 400363 00012
400364 | MANIFOLDS | BRASS BAR MANIFOLDS | CS 501/04 1"1/4X1/2 SP | NA | CS MANIFOLDS | 48.48 | 1.142 | 10 | 0 | 10 | 74122000 | 400364 00010 | 400364 00010
400365 | MANIFOLDS | BRASS BAR MANIFOLDS | CS 501/05 1"1/4X1/2 SP | NA | CS MANIFOLDS | 59.17 | 1.394 | 10 | 0 | 10 | 74122000 | 400365 00010 | 400365 00010
400366 | MANIFOLDS | BRASS BAR MANIFOLDS | CS 501/06 1"1/4X1/2 SP | NA | CS MANIFOLDS | 69.9 | 1.663 | 10 | 0 | 10 | 74122000 | 400366 00010 | 400366 00010
400367 | MANIFOLDS | BRASS BAR MANIFOLDS | CS 501/07 1"1/4X1/2 SP | NA | CS MANIFOLDS | 80.57 | 1.938 | 10 | 0 | 10 | 74122000 | 400367 00010 | 400367 00010
400368 | MANIFOLDS | BRASS BAR MANIFOLDS | CS 501/08 1"1/4X1/2 SP | NA | CS MANIFOLDS | 91.36 | 2.23 | 10 | 0 | 10 | 74122000 | 400368 00010 | 400368 00010
400369 | MANIFOLDS | BRASS BAR MANIFOLDS | CS 501/09 1"1/4X1/2 SP | NA | CS MANIFOLDS | 102.04 | 2.467 | 8 | 0 | 8 | 74122000 | 400369 00008 | 400369 00008
400370 | MANIFOLDS | BRASS BAR MANIFOLDS | CS 501/10 1"1/4X1/2 SP | NA | CS MANIFOLDS | 112.74 | 2.762 | 8 | 0 | 8 | 74122000 | 400370 00008 | 400370 00008
400371 | MANIFOLDS | BRASS BAR MANIFOLDS | CS 501/11 1"1/4X1/2 SP | NA | CS MANIFOLDS | 123.41 | 3.032 | 8 | 0 | 8 | 74122000 | 400371 00008 | 400371 00008
400372 | MANIFOLDS | BRASS BAR MANIFOLDS | CS 501/12 1"1/4X1/2 SP | NA | CS MANIFOLDS | 134.14 | 3.303 | 8 | 0 | 8 | 74122000 | 400372 00008 | 400372 00008
400373 | MANIFOLDS | BRASS BAR MANIFOLDS | CS 501/13 1"1/4X1/2 SP | NA | CS MANIFOLDS | 144.83 | 3.567 | 8 | 0 | 8 | 74122000 | 400373 00008 | 400373 00008
400392 | MANIFOLDS | BRASS BAR MANIFOLDS | CS 502/02 1" X EK | NA | CS MANIFOLDS | 25.53 | 0.545 | 35 | 0 | 35 | 74122000 | 400392 00035 | 400392 00035
400393 | MANIFOLDS | BRASS BAR MANIFOLDS | CS 502/03 1" X EK | NA | CS MANIFOLDS | 36.22 | 0.802 | 28 | 0 | 28 | 74122000 | 400393 00028 | 400393 00028
400394 | MANIFOLDS | BRASS BAR MANIFOLDS | CS 502/04 1" X EK | NA | CS MANIFOLDS | 47.01 | 1.06 | 20 | 0 | 20 | 74122000 | 400394 00020 | 400394 00020
400395 | MANIFOLDS | BRASS BAR MANIFOLDS | CS 502/05 1" X EK | NA | CS MANIFOLDS | 57.68 | 1.318 | 15 | 0 | 15 | 74122000 | 400395 00015 | 400395 00015
400396 | MANIFOLDS | BRASS BAR MANIFOLDS | CS 502/06 1" X EK | NA | CS MANIFOLDS | 68.37 | 1.577 | 15 | 0 | 15 | 74122000 | 400396 00015 | 400396 00015
400397 | MANIFOLDS | BRASS BAR MANIFOLDS | CS 502/07 1" X EK | NA | CS MANIFOLDS | 79.09 | 1.835 | 12 | 0 | 12 | 74122000 | 400397 00012 | 400397 00012
400398 | MANIFOLDS | BRASS BAR MANIFOLDS | CS 502/08 1" X EK | NA | CS MANIFOLDS | 89.85 | 2.093 | 12 | 0 | 12 | 74122000 | 400398 00012 | 400398 00012
400399 | MANIFOLDS | BRASS BAR MANIFOLDS | CS 502/09 1" X EK | NA | CS MANIFOLDS | 100.57 | 2.351 | 12 | 0 | 12 | 74122000 | 400399 00012 | 400399 00012
400400 | MANIFOLDS | BRASS BAR MANIFOLDS | CS 502/10 1" X EK | NA | CS MANIFOLDS | 111.26 | 2.609 | 12 | 0 | 12 | 74122000 | 400400 00012 | 400400 00012
400401 | MANIFOLDS | BRASS BAR MANIFOLDS | CS 502/11 1" X EK | NA | CS MANIFOLDS | 121.99 | 2.867 | 10 | 0 | 10 | 74122000 | 400401 00010 | 400401 00010
400402 | MANIFOLDS | BRASS BAR MANIFOLDS | CS 502/12 1" X EK | NA | CS MANIFOLDS | 132.73 | 3.126 | 10 | 0 | 10 | 74122000 | 400402 00010 | 400402 00010
400403 | MANIFOLDS | BRASS BAR MANIFOLDS | CS 502/13 1" X EK | NA | CS MANIFOLDS | 143.4 | 0 | 10 | 0 | 10 | 74122000 | 400403 00010 | 400403 00010
400432 | MANIFOLDS | BRASS BAR MANIFOLDS | CS 502/02 1"1/4 X EK | NA | CS MANIFOLDS | 33.78 | 0.714 | 10 | 0 | 10 | 74122000 | 400432 00010 | 400432 00010
400433 | MANIFOLDS | BRASS BAR MANIFOLDS | CS 502/03 1"1/4 X EK | NA | CS MANIFOLDS | 47.71 | 1.035 | 10 | 0 | 10 | 74122000 | 400433 00010 | 400433 00010
400434 | MANIFOLDS | BRASS BAR MANIFOLDS | CS 502/04 1"1/4 X EK | NA | CS MANIFOLDS | 61.72 | 1.356 | 8 | 0 | 8 | 74122000 | 400434 00008 | 400434 00008
400435 | MANIFOLDS | BRASS BAR MANIFOLDS | CS 502/05 1"1/4 X EK | NA | CS MANIFOLDS | 75.66 | 1.677 | 10 | 0 | 10 | 74122000 | 400435 00010 | 400435 00010
400436 | MANIFOLDS | BRASS BAR MANIFOLDS | CS 502/06 1"1/4 X EK | NA | CS MANIFOLDS | 89.58 | 1.998 | 6 | 0 | 6 | 74122000 | 400436 00006 | 400436 00006
400437 | MANIFOLDS | BRASS BAR MANIFOLDS | CS 502/07 1"1/4 X EK | NA | CS MANIFOLDS | 103.52 | 2.334 | 6 | 0 | 6 | 74122000 | 400437 00006 | 400437 00006
400438 | MANIFOLDS | BRASS BAR MANIFOLDS | CS 502/08 1"1/4 X EK | NA | CS MANIFOLDS | 117.57 | 2.64 | 6 | 0 | 6 | 74122000 | 400438 00006 | 400438 00006
400439 | MANIFOLDS | BRASS BAR MANIFOLDS | CS 502/09 1"1/4 X EK | NA | CS MANIFOLDS | 131.51 | 2.972 | 6 | 0 | 6 | 74122000 | 400439 00006 | 400439 00006
400440 | MANIFOLDS | BRASS BAR MANIFOLDS | CS 502/10 1"1/4 X EK | NA | CS MANIFOLDS | 145.44 | 3.284 | 6 | 0 | 6 | 74122000 | 400440 00006 | 400440 00006
400441 | MANIFOLDS | BRASS BAR MANIFOLDS | CS 502/11 1"1/4 X EK | NA | CS MANIFOLDS | 159.38 | 3.642 | 5 | 0 | 5 | 74122000 | 400441 00005 | 400441 00005
400442 | MANIFOLDS | BRASS BAR MANIFOLDS | CS 502/12 1"1/4 X EK | NA | CS MANIFOLDS | 173.31 | 0 | 5 | 0 | 5 | 74122000 | 400442 00005 | 400442 00005
400443 | MANIFOLDS | BRASS BAR MANIFOLDS | CS 502/13 1"1/4 X EK | NA | CS MANIFOLDS | 187.37 | 4.263 | 5 | 0 | 5 | 74122000 | 400443 00005 | 400443 00005
400812 | MANIFOLDS | BRASS BAR MANIFOLDS | CS 502/02 3/4 X EK | NA | CS MANIFOLDS | 22.5 | 0.419 | 50 | 1 | 50 | 74122000 | 400812 00050 | 400812 00050
400813 | MANIFOLDS | BRASS BAR MANIFOLDS | CS 502/03 3/4 X EK | NA | CS MANIFOLDS | 31.61 | 0.611 | 38 | 1 | 38 | 74122000 | 400813 00038 | 400813 00038
400814 | MANIFOLDS | BRASS BAR MANIFOLDS | CS 502/04 3/4 X EK | NA | CS MANIFOLDS | 40.72 | 0.799 | 25 | 1 | 25 | 74122000 | 400814 00025 | 400814 00025
400815 | MANIFOLDS | BRASS BAR MANIFOLDS | CS 502/05 3/4 X EK | NA | CS MANIFOLDS | 49.83 | 0.986 | 22 | 1 | 22 | 74122000 | 400815 00022 | 400815 00022
400816 | MANIFOLDS | BRASS BAR MANIFOLDS | CS 502/06 3/4 X EK | NA | CS MANIFOLDS | 58.94 | 0.869 | 18 | 1 | 18 | 74122000 | 400816 00018 | 400816 00018
400817 | MANIFOLDS | BRASS BAR MANIFOLDS | CS 502/07 3/4 X EK | NA | CS MANIFOLDS | 68.05 | 1.362 | 16 | 1 | 16 | 74122000 | 400817 00016 | 400817 00016
400818 | MANIFOLDS | BRASS BAR MANIFOLDS | CS 502/08 3/4 X EK | NA | CS MANIFOLDS | 77.16 | 1.55 | 16 | 1 | 16 | 74122000 | 400818 00016 | 400818 00016
400819 | MANIFOLDS | BRASS BAR MANIFOLDS | CS 502/09 3/4 X EK | NA | CS MANIFOLDS | 86.27 | 1.764 | 14 | 1 | 14 | 74122000 | 400819 00014 | 400819 00014
400820 | MANIFOLDS | BRASS BAR MANIFOLDS | CS 502/10 3/4 X EK | NA | CS MANIFOLDS | 95.38 | 0 | 14 | 1 | 14 | 74122000 | 400820 00014 | 400820 00014
400821 | MANIFOLDS | BRASS BAR MANIFOLDS | CS 502/11 3/4 X EK | NA | CS MANIFOLDS | 104.49 | 2.14 | 14 | 1 | 14 | 74122000 | 400821 00014 | 400821 00014
400822 | MANIFOLDS | BRASS BAR MANIFOLDS | CS 502/12 3/4 X EK | NA | CS MANIFOLDS | 113.6 | 0 | 14 | 1 | 14 | 74122000 | 400822 00014 | 400822 00014
500032 | MANIFOLDS | BRASS BAR MANIFOLDS | CS 500/02 3/4"X 1/2" | NA | CS MANIFOLDS | 15.98 | 0.317 | 45 | 0 | 45 | 74122000 | 500032 00045 | 500032 00045
500033 | MANIFOLDS | BRASS BAR MANIFOLDS | CS 500/03 3/4"X 1/2" | NA | CS MANIFOLDS | 21.88 | 0.458 | 30 | 0 | 30 | 74122000 | 500033 00030 | 500033 00030
500034 | MANIFOLDS | BRASS BAR MANIFOLDS | CS 500/04 3/4"X 1/2" | NA | CS MANIFOLDS | 27.66 | 0.595 | 30 | 0 | 30 | 74122000 | 500034 00030 | 500034 00030
500035 | MANIFOLDS | BRASS BAR MANIFOLDS | CS 500/05 3/4"X 1/2" | NA | CS MANIFOLDS | 33.56 | 0.731 | 30 | 0 | 30 | 74122000 | 500035 00030 | 500035 00030
500036 | MANIFOLDS | BRASS BAR MANIFOLDS | CS 500/06 3/4"X 1/2" | NA | CS MANIFOLDS | 39.47 | 0.869 | 20 | 0 | 20 | 74122000 | 500036 00020 | 500036 00020
500037 | MANIFOLDS | BRASS BAR MANIFOLDS | CS 500/07 3/4"X 1/2" | NA | CS MANIFOLDS | 45.37 | 1.005 | 20 | 0 | 20 | 74122000 | 500037 00020 | 500037 00020
500038 | MANIFOLDS | BRASS BAR MANIFOLDS | CS 500/08 3/4"X 1/2" | NA | CS MANIFOLDS | 51.17 | 1.142 | 20 | 0 | 20 | 74122000 | 500038 00020 | 500038 00020
500039 | MANIFOLDS | BRASS BAR MANIFOLDS | CS 500/09 3/4"X 1/2" | NA | CS MANIFOLDS | 57.07 | 1.278 | 20 | 0 | 20 | 74122000 | 500039 00020 | 500039 00020
500040 | MANIFOLDS | BRASS BAR MANIFOLDS | CS 500/10 3/4"X 1/2" | NA | CS MANIFOLDS | 62.97 | 1.412 | 20 | 0 | 20 | 74122000 | 500040 00020 | 500040 00020
500041 | MANIFOLDS | BRASS BAR MANIFOLDS | CS 500/11 3/4"X 1/2" | NA | CS MANIFOLDS | 68.88 | 1.548 | 18 | 0 | 18 | 74122000 | 500041 00018 | 500041 00018
500042 | MANIFOLDS | BRASS BAR MANIFOLDS | CS 500/12 3/4"X 1/2" | NA | CS MANIFOLDS | 74.68 | 1.684 | 18 | 0 | 18 | 74122000 | 500042 00018 | 500042 00018
500792 | MANIFOLDS | BRASS BAR MANIFOLDS | CS 500/02 1"1/4X1/2 | NA | CS MANIFOLDS | 27.06 | 0.598 | 10 | 0 | 10 | 74122000 | 500792 00010 | 500792 00010
500793 | MANIFOLDS | BRASS BAR MANIFOLDS | CS 500/03 1"1/4X1/2 | NA | CS MANIFOLDS | 37.81 | 0.882 | 10 | 0 | 10 | 74122000 | 500793 00010 | 500793 00010
500794 | MANIFOLDS | BRASS BAR MANIFOLDS | CS 500/04 1"1/4X1/2 | NA | CS MANIFOLDS | 48.48 | 1.152 | 10 | 0 | 10 | 74122000 | 500794 00010 | 500794 00010
500795 | MANIFOLDS | BRASS BAR MANIFOLDS | CS 500/05 1"1/4X1/2 | NA | CS MANIFOLDS | 59.17 | 1.422 | 8 | 0 | 8 | 74122000 | 500795 00008 | 500795 00008
500796 | MANIFOLDS | BRASS BAR MANIFOLDS | CS 500/06 1"1/4X1/2 | NA | CS MANIFOLDS | 69.9 | 1.692 | 8 | 0 | 8 | 74122000 | 500796 00008 | 500796 00008
500797 | MANIFOLDS | BRASS BAR MANIFOLDS | CS 500/07 1"1/4X1/2 | NA | CS MANIFOLDS | 80.57 | 1.962 | 10 | 0 | 10 | 74122000 | 500797 00010 | 500797 00010
500798 | MANIFOLDS | BRASS BAR MANIFOLDS | CS 500/08 1"1/4X1/2 | NA | CS MANIFOLDS | 91.36 | 2.232 | 10 | 0 | 10 | 74122000 | 500798 00010 | 500798 00010
500799 | MANIFOLDS | BRASS BAR MANIFOLDS | CS 500/09 1"1/4X1/2 | NA | CS MANIFOLDS | 102.04 | 2.514 | 8 | 0 | 8 | 74122000 | 500799 00008 | 500799 00008
500800 | MANIFOLDS | BRASS BAR MANIFOLDS | CS 500/10 1"1/4X1/2 | NA | CS MANIFOLDS | 112.74 | 2.79 | 8 | 0 | 8 | 74122000 | 500800 00008 | 500800 00008
500801 | MANIFOLDS | BRASS BAR MANIFOLDS | CS 500/11 1"1/4X1/2 | NA | CS MANIFOLDS | 123.41 | 3.042 | 8 | 0 | 8 | 74122000 | 500801 00008 | 500801 00008
500802 | MANIFOLDS | BRASS BAR MANIFOLDS | CS 500/12 1"1/4X1/2 | NA | CS MANIFOLDS | 134.14 | 3.312 | 8 | 0 | 8 | 74122000 | 500802 00008 | 500802 00008
500803 | MANIFOLDS | BRASS BAR MANIFOLDS | CS 500/13 1"1/4X1/2 | NA | CS MANIFOLDS | 144.83 | 3.582 | 8 | 0 | 8 | 74122000 | 500803 00008 | 500803 00008
501402 | MANIFOLDS | BRASS BAR MANIFOLDS | CS 500/02 1" X 1/2" | NA | CS MANIFOLDS | 18.42 | 0.413 | 64 | 0 | 64 | 74122000 | 501402 00064 | 501402 00064
501403 | MANIFOLDS | BRASS BAR MANIFOLDS | CS 500/03 1" X 1/2" | NA | CS MANIFOLDS | 25.74 | 0.611 | 40 | 0 | 40 | 74122000 | 501403 00040 | 501403 00040
501404 | MANIFOLDS | BRASS BAR MANIFOLDS | CS 500/04 1" X 1/2" | NA | CS MANIFOLDS | 32.96 | 0.807 | 32 | 0 | 32 | 74122000 | 501404 00032 | 501404 00032
501405 | MANIFOLDS | BRASS BAR MANIFOLDS | CS 500/05 1" X 1/2" | NA | CS MANIFOLDS | 40.28 | 1.003 | 25 | 0 | 25 | 74122000 | 501405 00025 | 501405 00025
501406 | MANIFOLDS | BRASS BAR MANIFOLDS | CS 500/06 1" X 1/2" | NA | CS MANIFOLDS | 47.49 | 1.271 | 24 | 0 | 24 | 74122000 | 501406 00024 | 501406 00024
501407 | MANIFOLDS | BRASS BAR MANIFOLDS | CS 500/07 1" X 1/2" | NA | CS MANIFOLDS | 54.79 | 1.38 | 15 | 0 | 15 | 74122000 | 501407 00015 | 501407 00015
501408 | MANIFOLDS | BRASS BAR MANIFOLDS | CS 500/08 1" X 1/2" | NA | CS MANIFOLDS | 62.12 | 1.583 | 15 | 0 | 15 | 74122000 | 501408 00015 | 501408 00015
501409 | MANIFOLDS | BRASS BAR MANIFOLDS | CS 500/09 1" X 1/2" | NA | CS MANIFOLDS | 69.38 | 1.78 | 15 | 0 | 15 | 74122000 | 501409 00015 | 501409 00015
501410 | MANIFOLDS | BRASS BAR MANIFOLDS | CS 500/10 1" X 1/2" | NA | CS MANIFOLDS | 76.67 | 1.986 | 15 | 0 | 15 | 74122000 | 501410 00015 | 501410 00015
501411 | MANIFOLDS | BRASS BAR MANIFOLDS | CS 500/11 1" X 1/2" | NA | CS MANIFOLDS | 83.94 | 2.361 | 15 | 0 | 15 | 74122000 | 501411 00015 | 501411 00015
501412 | MANIFOLDS | BRASS BAR MANIFOLDS | CS 500/12 1" X 1/2" | NA | CS MANIFOLDS | 91.22 | 2.569 | 15 | 0 | 15 | 74122000 | 501412 00015 | 501412 00015
501413 | MANIFOLDS | BRASS BAR MANIFOLDS | CS 500/13 1" X 1/2" | NA | CS MANIFOLDS | 98.54 | 2.72 | 15 | 0 | 15 | 74122000 | 501413 00015 | 501413 00015
507002 | MANIFOLDS | BRASS BAR MANIFOLDS | CS 501/02 1" X 1/2" SP | NA | CS MANIFOLDS | 18.42 | 0.425 | 64 | 0 | 64 | 74122000 | 507002 00064 | 507002 00064
507003 | MANIFOLDS | BRASS BAR MANIFOLDS | CS 501/03 1" X 1/2" SP | NA | CS MANIFOLDS | 25.74 | 0.634 | 48 | 0 | 48 | 74122000 | 507003 00048 | 507003 00048
507004 | MANIFOLDS | BRASS BAR MANIFOLDS | CS 501/04 1" X 1/2" SP | NA | CS MANIFOLDS | 32.96 | 0.79 | 32 | 0 | 32 | 74122000 | 507004 00032 | 507004 00032
507005 | MANIFOLDS | BRASS BAR MANIFOLDS | CS 501/05 1" X 1/2" SP | NA | CS MANIFOLDS | 40.28 | 1.048 | 25 | 0 | 25 | 74122000 | 507005 00025 | 507005 00025
507006 | MANIFOLDS | BRASS BAR MANIFOLDS | CS 501/06 1" X 1/2" SP | NA | CS MANIFOLDS | 47.49 | 1.256 | 24 | 0 | 24 | 74122000 | 507006 00024 | 507006 00024
507007 | MANIFOLDS | BRASS BAR MANIFOLDS | CS 501/07 1" X 1/2" SP | NA | CS MANIFOLDS | 54.79 | 1.38 | 15 | 0 | 15 | 74122000 | 507007 00015 | 507007 00015
507008 | MANIFOLDS | BRASS BAR MANIFOLDS | CS 501/08 1" X 1/2" SP | NA | CS MANIFOLDS | 62.12 | 1.56 | 15 | 0 | 15 | 74122000 | 507008 00015 | 507008 00015
507009 | MANIFOLDS | BRASS BAR MANIFOLDS | CS 501/09 1" X 1/2" SP | NA | CS MANIFOLDS | 69.38 | 1.877 | 15 | 0 | 15 | 74122000 | 507009 00015 | 507009 00015
507010 | MANIFOLDS | BRASS BAR MANIFOLDS | CS 501/10 1" X 1/2" SP | NA | CS MANIFOLDS | 76.67 | 1.96 | 15 | 0 | 15 | 74122000 | 507010 00015 | 507010 00015
507011 | MANIFOLDS | BRASS BAR MANIFOLDS | CS 501/11 1" X 1/2" SP | NA | CS MANIFOLDS | 83.94 | 0 | 15 | 0 | 15 | 74122000 | 507011 00015 | 507011 00015
507012 | MANIFOLDS | BRASS BAR MANIFOLDS | CS 501/12 1" X 1/2" SP | NA | CS MANIFOLDS | 91.22 | 0 | 15 | 0 | 15 | 74122000 | 507012 00015 | 507012 00015
507013 | MANIFOLDS | BRASS BAR MANIFOLDS | CS 501/13 1" X 1/2" SP | NA | CS MANIFOLDS | 98.54 | 0 | 15 | 0 | 15 | 74122000 | 507013 00015 | 507013 00015
560022 | MANIFOLDS | BRASS BAR MANIFOLDS | CS 500/02 1"1/2 X 3/4 F | NA | CS MANIFOLDS | 49.55 | 0.946 | 1 | 0 | 1 | 74122000 | 560022 00001 | 560022 00001
560023 | MANIFOLDS | BRASS BAR MANIFOLDS | CS 500/03 1"1/2 X 3/4 F | NA | CS MANIFOLDS | 67.71 | 1.176 | 1 | 0 | 1 | 74122000 | 560023 00001 | 560023 00001
560024 | MANIFOLDS | BRASS BAR MANIFOLDS | CS 500/04 1"1/2 X 3/4 F | NA | CS MANIFOLDS | 85.83 | 1.568 | 1 | 0 | 1 | 74122000 | 560024 00001 | 560024 00001
560025 | MANIFOLDS | BRASS BAR MANIFOLDS | CS 500/05 1"1/2 X 3/4 F | NA | CS MANIFOLDS | 103.99 | 1.96 | 1 | 0 | 1 | 74122000 | 560025 00001 | 560025 00001
560026 | MANIFOLDS | BRASS BAR MANIFOLDS | CS 500/06 1"1/2 X 3/4 F | NA | CS MANIFOLDS | 122.07 | 2.514 | 1 | 0 | 1 | 74122000 | 560026 00001 | 560026 00001
560027 | MANIFOLDS | BRASS BAR MANIFOLDS | CS 500/07 1"1/2 X 3/4 F | NA | CS MANIFOLDS | 140.26 | 2.744 | 1 | 0 | 1 | 74122000 | 560027 00001 | 560027 00001
560028 | MANIFOLDS | BRASS BAR MANIFOLDS | CS 500/08 1"1/2 X 3/4 F | NA | CS MANIFOLDS | 158.3 | 3.304 | 1 | 0 | 1 | 74122000 | 560028 00001 | 560028 00001
560029 | MANIFOLDS | BRASS BAR MANIFOLDS | CS 500/09 1"1/2 X 3/4 F | NA | CS MANIFOLDS | 176.47 | 3.529 | 1 | 0 | 1 | 74122000 | 560029 00001 | 560029 00001
560030 | MANIFOLDS | BRASS BAR MANIFOLDS | CS 500/10 1"1/2 X 3/4 F | NA | CS MANIFOLDS | 194.6 | 4.106 | 1 | 0 | 1 | 74122000 | 560030 00001 | 560030 00001
560031 | MANIFOLDS | BRASS BAR MANIFOLDS | CS 500/11 1"1/2 X 3/4 F | NA | CS MANIFOLDS | 212.68 | 4.482 | 1 | 0 | 1 | 74122000 | 560031 00001 | 560031 00001
560032 | MANIFOLDS | BRASS BAR MANIFOLDS | CS 500/12 1"1/2 X 3/4 F | NA | CS MANIFOLDS | 230.8 | 4.89 | 1 | 0 | 1 | 74122000 | 560032 00001 | 560032 00001
560033 | MANIFOLDS | BRASS BAR MANIFOLDS | CS 500/13 1"1/2 X 3/4 F | NA | CS MANIFOLDS | 249.01 | 5.252 | 1 | 0 | 1 | 74122000 | 560033 00001 | 560033 00001
400362N | MANIFOLDS | BRASS BAR MANIFOLDS | CS 501N/02 1"1/4X1/2 SP | NA | CS MANIFOLDS | 28.43 | 0.578 | 12 | 0 | 12 | 74122000 | 400362N 00012 | 400362N 00012
400363N | MANIFOLDS | BRASS BAR MANIFOLDS | CS 501N/03 1"1/4X1/2 SP | NA | CS MANIFOLDS | 39.67 | 0.852 | 12 | 0 | 12 | 74122000 | 400363N 00012 | 400363N 00012
400364N | MANIFOLDS | BRASS BAR MANIFOLDS | CS 501N/04 1"1/4X1/2 SP | NA | CS MANIFOLDS | 50.91 | 1.123 | 10 | 0 | 10 | 74122000 | 400364N 00010 | 400364N 00010
400365N | MANIFOLDS | BRASS BAR MANIFOLDS | CS 501N/05 1"1/4X1/2 SP | NA | CS MANIFOLDS | 62.17 | 1.394 | 10 | 0 | 10 | 74122000 | 400365N 00010 | 400365N 00010
400366N | MANIFOLDS | BRASS BAR MANIFOLDS | CS 501N/06 1"1/4X1/2 SP | NA | CS MANIFOLDS | 73.4 | 1.663 | 10 | 0 | 10 | 74122000 | 400366N 00010 | 400366N 00010
400367N | MANIFOLDS | BRASS BAR MANIFOLDS | CS 501N/07 1"1/4X1/2 SP | NA | CS MANIFOLDS | 84.55 | 1.938 | 10 | 0 | 10 | 74122000 | 400367N 00010 | 400367N 00010
400368N | MANIFOLDS | BRASS BAR MANIFOLDS | CS 501N/08 1"1/4X1/2 SP | NA | CS MANIFOLDS | 95.89 | 2.23 | 10 | 0 | 10 | 74122000 | 400368N 00010 | 400368N 00010
400369N | MANIFOLDS | BRASS BAR MANIFOLDS | CS 501N/09 1"1/4X1/2 SP | NA | CS MANIFOLDS | 107.12 | 2.467 | 8 | 0 | 8 | 74122000 | 400369N 00008 | 400369N 00008
400370N | MANIFOLDS | BRASS BAR MANIFOLDS | CS 501N/10 1"1/4X1/2 SP | NA | CS MANIFOLDS | 118.38 | 2.754 | 8 | 0 | 8 | 74122000 | 400370N 00008 | 400370N 00008
400371N | MANIFOLDS | BRASS BAR MANIFOLDS | CS 501N/11 1"1/4X1/2 SP | NA | CS MANIFOLDS | 129.62 | 3.027 | 8 | 0 | 8 | 74122000 | 400371N 00008 | 400371N 00008
400372N | MANIFOLDS | BRASS BAR MANIFOLDS | CS 501N/12 1"1/4X1/2 SP | NA | CS MANIFOLDS | 140.81 | 3.295 | 8 | 0 | 8 | 74122000 | 400372N 00008 | 400372N 00008
400373N | MANIFOLDS | BRASS BAR MANIFOLDS | CS 501N/13 1"1/4X1/2 SP | NA | CS MANIFOLDS | 152.06 | 3.567 | 8 | 0 | 8 | 74122000 | 400373N 00008 | 400373N 00008
400392N | MANIFOLDS | BRASS BAR MANIFOLDS | CS 502N/02 1" X EK | NA | CS MANIFOLDS | 26.8 | 0.545 | 35 | 0 | 35 | 74122000 | 400392N 00035 | 400392N 00035
400392NIV | MANIFOLDS | BRASS BAR MANIFOLDS | CS 502N/02 1" X EK | NA | CS MANIFOLDS | 26.8 | 0.545 | 35 | 0 | 35 | 74122000 | 400392NIV 00035 | 400392NIV 00035
400393N | MANIFOLDS | BRASS BAR MANIFOLDS | CS 502N/03 1" X EK | NA | CS MANIFOLDS | 38.04 | 0.802 | 28 | 0 | 28 | 74122000 | 400393N 00028 | 400393N 00028
400393NIV | MANIFOLDS | BRASS BAR MANIFOLDS | CS 502N/03 1" X EK | NA | CS MANIFOLDS | 38.04 | 0.802 | 28 | 0 | 28 | 74122000 | 400393NIV 00028 | 400393NIV 00028
400394N | MANIFOLDS | BRASS BAR MANIFOLDS | CS 502N/04 1" X EK | NA | CS MANIFOLDS | 49.36 | 1.06 | 20 | 0 | 20 | 74122000 | 400394N 00020 | 400394N 00020
400395N | MANIFOLDS | BRASS BAR MANIFOLDS | CS 502N/05 1" X EK | NA | CS MANIFOLDS | 60.58 | 1.318 | 15 | 0 | 15 | 74122000 | 400395N 00015 | 400395N 00015
400396N | MANIFOLDS | BRASS BAR MANIFOLDS | CS 502N/06 1" X EK | NA | CS MANIFOLDS | 71.82 | 1.577 | 15 | 0 | 15 | 74122000 | 400396N 00015 | 400396N 00015
400397N | MANIFOLDS | BRASS BAR MANIFOLDS | CS 502N/07 1" X EK | NA | CS MANIFOLDS | 83.01 | 1.835 | 12 | 0 | 12 | 74122000 | 400397N 00012 | 400397N 00012
400398N | MANIFOLDS | BRASS BAR MANIFOLDS | CS 502N/08 1" X EK | NA | CS MANIFOLDS | 94.31 | 2.093 | 12 | 0 | 12 | 74122000 | 400398N 00012 | 400398N 00012
400399N | MANIFOLDS | BRASS BAR MANIFOLDS | CS 502N/09 1" X EK | NA | CS MANIFOLDS | 105.55 | 2.351 | 12 | 0 | 12 | 74122000 | 400399N 00012 | 400399N 00012
400400N | MANIFOLDS | BRASS BAR MANIFOLDS | CS 502N/10 1" X EK | NA | CS MANIFOLDS | 116.8 | 2.609 | 12 | 0 | 12 | 74122000 | 400400N 00012 | 400400N 00012
400401N | MANIFOLDS | BRASS BAR MANIFOLDS | CS 502N/11 1" X EK | NA | CS MANIFOLDS | 128.1 | 2.867 | 10 | 0 | 10 | 74122000 | 400401N 00010 | 400401N 00010
400402N | MANIFOLDS | BRASS BAR MANIFOLDS | CS 502N/12 1" X EK | NA | CS MANIFOLDS | 139.33 | 3.126 | 10 | 0 | 10 | 74122000 | 400402N 00010 | 400402N 00010
400403N | MANIFOLDS | BRASS BAR MANIFOLDS | CS 502N/13 1" X EK | NA | CS MANIFOLDS | 150.57 | 0 | 10 | 0 | 10 | 74122000 | 400403N 00010 | 400403N 00010
400432N | MANIFOLDS | BRASS BAR MANIFOLDS | CS 502N/02 1"1/4 X EK | NA | CS MANIFOLDS | 35.45 | 0.714 | 10 | 0 | 10 | 74122000 | 400432N 00010 | 400432N 00010
400433N | MANIFOLDS | BRASS BAR MANIFOLDS | CS 502N/03 1"1/4 X EK | NA | CS MANIFOLDS | 50.09 | 1.035 | 10 | 0 | 10 | 74122000 | 400433N 00010 | 400433N 00010
400434N | MANIFOLDS | BRASS BAR MANIFOLDS | CS 502N/04 1"1/4 X EK | NA | CS MANIFOLDS | 64.81 | 1.356 | 10 | 0 | 10 | 74122000 | 400434N 00010 | 400434N 00010
400435N | MANIFOLDS | BRASS BAR MANIFOLDS | CS 502N/05 1"1/4 X EK | NA | CS MANIFOLDS | 79.42 | 1.677 | 8 | 0 | 8 | 74122000 | 400435N 00008 | 400435N 00008
400436N | MANIFOLDS | BRASS BAR MANIFOLDS | CS 502N/06 1"1/4 X EK | NA | CS MANIFOLDS | 94.06 | 1.998 | 6 | 0 | 6 | 74122000 | 400436N 00006 | 400436N 00006
400437N | MANIFOLDS | BRASS BAR MANIFOLDS | CS 502N/07 1"1/4 X EK | NA | CS MANIFOLDS | 108.65 | 2.319 | 6 | 0 | 6 | 74122000 | 400437N 00006 | 400437N 00006
400438N | MANIFOLDS | BRASS BAR MANIFOLDS | CS 502N/08 1"1/4 X EK | NA | CS MANIFOLDS | 123.41 | 2.64 | 6 | 0 | 6 | 74122000 | 400438N 00006 | 400438N 00006
400439N | MANIFOLDS | BRASS BAR MANIFOLDS | CS 502N/09 1"1/4 X EK | NA | CS MANIFOLDS | 138.07 | 2.972 | 6 | 0 | 6 | 74122000 | 400439N 00006 | 400439N 00006
400440N | MANIFOLDS | BRASS BAR MANIFOLDS | CS 502N/10 1"1/4 X EK | NA | CS MANIFOLDS | 152.66 | 3.289 | 6 | 0 | 6 | 74122000 | 400440N 00006 | 400440N 00006
400441N | MANIFOLDS | BRASS BAR MANIFOLDS | CS 502N/11 1"1/4 X EK | NA | CS MANIFOLDS | 167.36 | 3.642 | 5 | 0 | 5 | 74122000 | 400441N 00005 | 400441N 00005
400442N | MANIFOLDS | BRASS BAR MANIFOLDS | CS 502N/12 1"1/4 X EK | NA | CS MANIFOLDS | 182.01 | 3.93 | 5 | 0 | 5 | 74122000 | 400442N 00005 | 400442N 00005
400443N | MANIFOLDS | BRASS BAR MANIFOLDS | CS 502N/13 1"1/4 X EK | NA | CS MANIFOLDS | 196.73 | 0 | 5 | 0 | 5 | 74122000 | 400443N 00005 | 400443N 00005
400812N | MANIFOLDS | BRASS BAR MANIFOLDS | CS 502N/02 3/4 X EK | NA | CS MANIFOLDS | 22.94 | 0.419 | 50 | 0 | 50 | 74122000 | 400812N 00050 | 400812N 00050
400813N | MANIFOLDS | BRASS BAR MANIFOLDS | CS 502N/03 3/4 X EK | NA | CS MANIFOLDS | 32.14 | 0.611 | 38 | 0 | 38 | 74122000 | 400813N 00038 | 400813N 00038
400814N | MANIFOLDS | BRASS BAR MANIFOLDS | CS 502N/04 3/4 X EK | NA | CS MANIFOLDS | 41.3 | 0.799 | 25 | 0 | 25 | 74122000 | 400814N 00025 | 400814N 00025
400815N | MANIFOLDS | BRASS BAR MANIFOLDS | CS 502N/05 3/4 X EK | NA | CS MANIFOLDS | 50.51 | 0.986 | 22 | 0 | 22 | 74122000 | 400815N 00022 | 400815N 00022
400816N | MANIFOLDS | BRASS BAR MANIFOLDS | CS 502N/06 3/4 X EK | NA | CS MANIFOLDS | 59.73 | 0.869 | 18 | 0 | 18 | 74122000 | 400816N 00018 | 400816N 00018
400817N | MANIFOLDS | BRASS BAR MANIFOLDS | CS 502N/07 3/4 X EK | NA | CS MANIFOLDS | 68.88 | 1.362 | 16 | 0 | 16 | 74122000 | 400817N 00016 | 400817N 00016
400818N | MANIFOLDS | BRASS BAR MANIFOLDS | CS 502N/08 3/4 X EK | NA | CS MANIFOLDS | 78.09 | 1.55 | 16 | 0 | 16 | 74122000 | 400818N 00016 | 400818N 00016
400819N | MANIFOLDS | BRASS BAR MANIFOLDS | CS 502N/09 3/4 X EK | NA | CS MANIFOLDS | 87.2 | 1.767 | 14 | 0 | 14 | 74122000 | 400819N 00014 | 400819N 00014
400820N | MANIFOLDS | BRASS BAR MANIFOLDS | CS 502N/10 3/4 X EK | NA | CS MANIFOLDS | 96.4 | 1.96 | 14 | 0 | 14 | 74122000 | 400820N 00014 | 400820N 00014
500032N | MANIFOLDS | BRASS BAR MANIFOLDS | CS 500N/02 3/4"X 1/2" | NA | CS MANIFOLDS | 16.79 | 0.317 | 45 | 0 | 45 | 74122000 | 500032N 00045 | 500032N 00045
500033N | MANIFOLDS | BRASS BAR MANIFOLDS | CS 500N/03 3/4"X 1/2" | NA | CS MANIFOLDS | 22.94 | 0.458 | 30 | 0 | 30 | 74122000 | 500033N 00030 | 500033N 00030
500034N | MANIFOLDS | BRASS BAR MANIFOLDS | CS 500N/04 3/4"X 1/2" | NA | CS MANIFOLDS | 29.03 | 0.595 | 30 | 0 | 30 | 74122000 | 500034N 00030 | 500034N 00030
500035N | MANIFOLDS | BRASS BAR MANIFOLDS | CS 500N/05 3/4"X 1/2" | NA | CS MANIFOLDS | 35.27 | 0.731 | 30 | 0 | 30 | 74122000 | 500035N 00030 | 500035N 00030
500036N | MANIFOLDS | BRASS BAR MANIFOLDS | CS 500N/06 3/4"X 1/2" | NA | CS MANIFOLDS | 41.47 | 0.869 | 20 | 0 | 20 | 74122000 | 500036N 00020 | 500036N 00020
500037N | MANIFOLDS | BRASS BAR MANIFOLDS | CS 500N/07 3/4"X 1/2" | NA | CS MANIFOLDS | 47.65 | 1.005 | 20 | 0 | 20 | 74122000 | 500037N 00020 | 500037N 00020
500038N | MANIFOLDS | BRASS BAR MANIFOLDS | CS 500N/08 3/4"X 1/2" | NA | CS MANIFOLDS | 53.79 | 1.142 | 20 | 0 | 20 | 74122000 | 500038N 00020 | 500038N 00020
500039N | MANIFOLDS | BRASS BAR MANIFOLDS | CS 500N/09 3/4"X 1/2" | NA | CS MANIFOLDS | 59.92 | 1.278 | 20 | 0 | 20 | 74122000 | 500039N 00020 | 500039N 00020
500040N | MANIFOLDS | BRASS BAR MANIFOLDS | CS 500N/10 3/4"X 1/2" | NA | CS MANIFOLDS | 66.14 | 1.412 | 20 | 0 | 20 | 74122000 | 500040N 00020 | 500040N 00020
500041N | MANIFOLDS | BRASS BAR MANIFOLDS | CS 500N/11 3/4"X 1/2" | NA | CS MANIFOLDS | 72.33 | 1.548 | 18 | 0 | 18 | 74122000 | 500041N 00018 | 500041N 00018
500042N | MANIFOLDS | BRASS BAR MANIFOLDS | CS 500N/12 3/4"X 1/2" | NA | CS MANIFOLDS | 78.39 | 1.684 | 18 | 0 | 18 | 74122000 | 500042N 00018 | 500042N 00018
500792N | MANIFOLDS | BRASS BAR MANIFOLDS | CS 500N/02 1"1/4X1/2 | NA | CS MANIFOLDS | 28.43 | 0.612 | 10 | 0 | 10 | 74122000 | 500792N 00010 | 500792N 00010
500793N | MANIFOLDS | BRASS BAR MANIFOLDS | CS 500N/03 1"1/4X1/2 | NA | CS MANIFOLDS | 39.67 | 0.882 | 10 | 0 | 10 | 74122000 | 500793N 00010 | 500793N 00010
500794N | MANIFOLDS | BRASS BAR MANIFOLDS | CS 500N/04 1"1/4X1/2 | NA | CS MANIFOLDS | 50.91 | 1.152 | 10 | 0 | 10 | 74122000 | 500794N 00010 | 500794N 00010
500795N | MANIFOLDS | BRASS BAR MANIFOLDS | CS 500N/05 1"1/4X1/2 | NA | CS MANIFOLDS | 62.17 | 1.422 | 8 | 0 | 8 | 74122000 | 500795N 00008 | 500795N 00008
500796N | MANIFOLDS | BRASS BAR MANIFOLDS | CS 500N/06 1"1/4X1/2 | NA | CS MANIFOLDS | 73.4 | 1.692 | 8 | 0 | 8 | 74122000 | 500796N 00008 | 500796N 00008
500797N | MANIFOLDS | BRASS BAR MANIFOLDS | CS 500N/07 1"1/4X1/2 | NA | CS MANIFOLDS | 84.55 | 1.962 | 10 | 0 | 10 | 74122000 | 500797N 00010 | 500797N 00010
500798N | MANIFOLDS | BRASS BAR MANIFOLDS | CS 500N/08 1"1/4X1/2 | NA | CS MANIFOLDS | 95.89 | 2.232 | 10 | 0 | 10 | 74122000 | 500798N 00010 | 500798N 00010
500799N | MANIFOLDS | BRASS BAR MANIFOLDS | CS 500N/09 1"1/4X1/2 | NA | CS MANIFOLDS | 107.12 | 2.502 | 8 | 0 | 8 | 74122000 | 500799N 00008 | 500799N 00008
500800N | MANIFOLDS | BRASS BAR MANIFOLDS | CS 500N/10 1"1/4X1/2 | NA | CS MANIFOLDS | 118.38 | 2.772 | 8 | 0 | 8 | 74122000 | 500800N 00008 | 500800N 00008
500801N | MANIFOLDS | BRASS BAR MANIFOLDS | CS 500N/11 1"1/4X1/2 | NA | CS MANIFOLDS | 129.62 | 3.042 | 8 | 0 | 8 | 74122000 | 500801N 00008 | 500801N 00008
500802N | MANIFOLDS | BRASS BAR MANIFOLDS | CS 500N/12 1"1/4X1/2 | NA | CS MANIFOLDS | 140.81 | 3.312 | 8 | 0 | 8 | 74122000 | 500802N 00008 | 500802N 00008
500803N | MANIFOLDS | BRASS BAR MANIFOLDS | CS 500N/13 1"1/4X1/2 | NA | CS MANIFOLDS | 152.06 | 3.643 | 8 | 0 | 8 | 74122000 | 500803N 00008 | 500803N 00008
501402N | MANIFOLDS | BRASS BAR MANIFOLDS | CS 500N/02 1" X 1/2" | NA | CS MANIFOLDS | 19.37 | 0.413 | 64 | 0 | 64 | 74122000 | 501402N 00064 | 501402N 00064
501403N | MANIFOLDS | BRASS BAR MANIFOLDS | CS 500N/03 1" X 1/2" | NA | CS MANIFOLDS | 27.02 | 0.611 | 40 | 0 | 40 | 74122000 | 501403N 00040 | 501403N 00040
501404N | MANIFOLDS | BRASS BAR MANIFOLDS | CS 500N/04 1" X 1/2" | NA | CS MANIFOLDS | 34.6 | 0.807 | 32 | 0 | 32 | 74122000 | 501404N 00032 | 501404N 00032
501405N | MANIFOLDS | BRASS BAR MANIFOLDS | CS 500N/05 1" X 1/2" | NA | CS MANIFOLDS | 42.31 | 1.003 | 25 | 0 | 25 | 74122000 | 501405N 00025 | 501405N 00025
501406N | MANIFOLDS | BRASS BAR MANIFOLDS | CS 500N/06 1" X 1/2" | NA | CS MANIFOLDS | 49.9 | 1.271 | 24 | 0 | 24 | 74122000 | 501406N 00024 | 501406N 00024
501407N | MANIFOLDS | BRASS BAR MANIFOLDS | CS 500N/07 1" X 1/2" | NA | CS MANIFOLDS | 57.48 | 1.38 | 15 | 0 | 15 | 74122000 | 501407N 00015 | 501407N 00015
501408N | MANIFOLDS | BRASS BAR MANIFOLDS | CS 500N/08 1" X 1/2" | NA | CS MANIFOLDS | 65.22 | 1.583 | 15 | 0 | 15 | 74122000 | 501408N 00015 | 501408N 00015
501409N | MANIFOLDS | BRASS BAR MANIFOLDS | CS 500N/09 1" X 1/2" | NA | CS MANIFOLDS | 72.85 | 1.78 | 15 | 0 | 15 | 74122000 | 501409N 00015 | 501409N 00015
501410N | MANIFOLDS | BRASS BAR MANIFOLDS | CS 500N/10 1" X 1/2" | NA | CS MANIFOLDS | 80.54 | 1.986 | 15 | 0 | 15 | 74122000 | 501410N 00015 | 501410N 00015
501411N | MANIFOLDS | BRASS BAR MANIFOLDS | CS 500N/11 1" X 1/2" | NA | CS MANIFOLDS | 88.15 | 2.361 | 15 | 0 | 15 | 74122000 | 501411N 00015 | 501411N 00015
501412N | MANIFOLDS | BRASS BAR MANIFOLDS | CS 500N/12 1" X 1/2" | NA | CS MANIFOLDS | 95.74 | 2.569 | 15 | 0 | 15 | 74122000 | 501412N 00015 | 501412N 00015
501413N | MANIFOLDS | BRASS BAR MANIFOLDS | CS 500N/13 1" X 1/2" | NA | CS MANIFOLDS | 103.46 | 6.4 | 15 | 0 | 15 | 74122000 | 501413N 00015 | 501413N 00015
507002N | MANIFOLDS | BRASS BAR MANIFOLDS | CS 501N/02 1" X 1/2" SP | NA | CS MANIFOLDS | 19.37 | 0.428 | 64 | 0 | 64 | 74122000 | 507002N 00064 | 507002N 00064
507003N | MANIFOLDS | BRASS BAR MANIFOLDS | CS 501N/03 1" X 1/2" SP | NA | CS MANIFOLDS | 27.02 | 0.634 | 40 | 0 | 40 | 74122000 | 507003N 00040 | 507003N 00040
507004N | MANIFOLDS | BRASS BAR MANIFOLDS | CS 501N/04 1" X 1/2" SP | NA | CS MANIFOLDS | 34.6 | 0.79 | 32 | 0 | 32 | 74122000 | 507004N 00032 | 507004N 00032
507005N | MANIFOLDS | BRASS BAR MANIFOLDS | CS 501N/05 1" X 1/2" SP | NA | CS MANIFOLDS | 42.31 | 1.048 | 25 | 0 | 25 | 74122000 | 507005N 00025 | 507005N 00025
507006N | MANIFOLDS | BRASS BAR MANIFOLDS | CS 501N/06 1" X 1/2" SP | NA | CS MANIFOLDS | 49.9 | 1.256 | 22 | 0 | 22 | 74122000 | 507006N 00022 | 507006N 00022
507007N | MANIFOLDS | BRASS BAR MANIFOLDS | CS 501N/07 1" X 1/2" SP | NA | CS MANIFOLDS | 57.48 | 1.38 | 15 | 0 | 15 | 74122000 | 507007N 00015 | 507007N 00015
507008N | MANIFOLDS | BRASS BAR MANIFOLDS | CS 501N/08 1" X 1/2" SP | NA | CS MANIFOLDS | 65.22 | 1.56 | 15 | 0 | 15 | 74122000 | 507008N 00015 | 507008N 00015
507009N | MANIFOLDS | BRASS BAR MANIFOLDS | CS 501N/09 1" X 1/2" SP | NA | CS MANIFOLDS | 72.85 | 1.877 | 15 | 0 | 15 | 74122000 | 507009N 00015 | 507009N 00015
507010N | MANIFOLDS | BRASS BAR MANIFOLDS | CS 501N/10 1" X 1/2" SP | NA | CS MANIFOLDS | 80.54 | 1.96 | 15 | 0 | 15 | 74122000 | 507010N 00015 | 507010N 00015
507011N | MANIFOLDS | BRASS BAR MANIFOLDS | CS 501N/11 1" X 1/2" SP | NA | CS MANIFOLDS | 88.15 | 2.291 | 15 | 0 | 15 | 74122000 | 507011N 00015 | 507011N 00015
507012N | MANIFOLDS | BRASS BAR MANIFOLDS | CS 501N/12 1" X 1/2" SP | NA | CS MANIFOLDS | 95.74 | 2.552 | 15 | 0 | 15 | 74122000 | 507012N 00015 | 507012N 00015
507013N | MANIFOLDS | BRASS BAR MANIFOLDS | CS 501N/13 1" X 1/2" SP | NA | CS MANIFOLDS | 103.46 | 2.705 | 15 | 0 | 15 | 74122000 | 507013N 00015 | 507013N 00015
560022S | MANIFOLDS | BRASS BAR MANIFOLDS | CS 501/02 1"1/2 X 3/4 F SP | NA | CS MANIFOLDS | 49.55 | 0.946 | 1 | 0 | 1 | 74122000 | 560022S 00001 | 560022S 00001
560023S | MANIFOLDS | BRASS BAR MANIFOLDS | CS 501/03 1"1/2 X 3/4 F SP | NA | CS MANIFOLDS | 67.71 | 1.176 | 1 | 0 | 1 | 74122000 | 560023S 00001 | 560023S 00001
560024S | MANIFOLDS | BRASS BAR MANIFOLDS | CS 501/04 1"1/2 X 3/4 F SP | NA | CS MANIFOLDS | 85.83 | 1.568 | 1 | 0 | 1 | 74122000 | 560024S 00001 | 560024S 00001
560025S | MANIFOLDS | BRASS BAR MANIFOLDS | CS 501/05 1"1/2 X 3/4 F SP | NA | CS MANIFOLDS | 103.99 | 1.96 | 1 | 0 | 1 | 74122000 | 560025S 00001 | 560025S 00001
560026S | MANIFOLDS | BRASS BAR MANIFOLDS | CS 501/06 1"1/2 X 3/4 F SP | NA | CS MANIFOLDS | 122.07 | 2.514 | 1 | 0 | 1 | 74122000 | 560026S 00001 | 560026S 00001
560027S | MANIFOLDS | BRASS BAR MANIFOLDS | CS 501/07 1"1/2 X 3/4 F SP | NA | CS MANIFOLDS | 140.26 | 2.744 | 1 | 0 | 1 | 74122000 | 560027S 00001 | 560027S 00001
560028S | MANIFOLDS | BRASS BAR MANIFOLDS | CS 501/08 1"1/2 X 3/4 F SP | NA | CS MANIFOLDS | 158.3 | 3.304 | 1 | 0 | 1 | 74122000 | 560028S 00001 | 560028S 00001
560029S | MANIFOLDS | BRASS BAR MANIFOLDS | CS 501/09 1"1/2 X 3/4 F SP | NA | CS MANIFOLDS | 176.47 | 3.529 | 1 | 0 | 1 | 74122000 | 560029S 00001 | 560029S 00001
560030S | MANIFOLDS | BRASS BAR MANIFOLDS | CS 501/10 1"1/2 X 3/4 F SP | NA | CS MANIFOLDS | 194.6 | 4.106 | 1 | 0 | 1 | 74122000 | 560030S 00001 | 560030S 00001
560031S | MANIFOLDS | BRASS BAR MANIFOLDS | CS 501/11 1"1/2 X 3/4 F SP | NA | CS MANIFOLDS | 212.68 | 4.482 | 1 | 0 | 1 | 74122000 | 560031S 00001 | 560031S 00001
560032S | MANIFOLDS | BRASS BAR MANIFOLDS | CS 501/12 1"1/2 X 3/4 F SP | NA | CS MANIFOLDS | 230.8 | 4.89 | 1 | 0 | 1 | 74122000 | 560032S 00001 | 560032S 00001
560033S | MANIFOLDS | BRASS BAR MANIFOLDS | CS 501/13 1"1/2 X 3/4 F SP | NA | CS MANIFOLDS | 249.01 | 5.252 | 1 | 0 | 1 | 74122000 | 560033S 00001 | 560033S 00001
560002 | MANIFOLDS | BRASS BAR MANIFOLDS | CI 552/02 1"1/2 X 3/4F | NC | CI MANIFOLDS | 71.09 | 1.272 | 1 | 0 | 1 | 84818059 | 560002 00001 | 560002 00001
560003 | MANIFOLDS | BRASS BAR MANIFOLDS | CI 552/03 1"1/2 X 3/4F | NC | CI MANIFOLDS | 99.94 | 1.817 | 1 | 0 | 1 | 84818059 | 560003 00001 | 560003 00001
560004 | MANIFOLDS | BRASS BAR MANIFOLDS | CI 552/04 1"1/2 X 3/4F | NC | CI MANIFOLDS | 128.7 | 2.37 | 1 | 0 | 1 | 84818059 | 560004 00001 | 560004 00001
560005 | MANIFOLDS | BRASS BAR MANIFOLDS | CI 552/05 1"1/2 X 3/4F | NC | CI MANIFOLDS | 157.56 | 2.9 | 1 | 0 | 1 | 84818059 | 560005 00001 | 560005 00001
560006 | MANIFOLDS | BRASS BAR MANIFOLDS | CI 552/06 1"1/2 X 3/4F | NC | CI MANIFOLDS | 186.42 | 3.466 | 1 | 0 | 1 | 84818059 | 560006 00001 | 560006 00001
560007 | MANIFOLDS | BRASS BAR MANIFOLDS | CI 552/07 1"1/2 X 3/4F | NC | CI MANIFOLDS | 215.23 | 4.016 | 1 | 0 | 1 | 84818059 | 560007 00001 | 560007 00001
560008 | MANIFOLDS | BRASS BAR MANIFOLDS | CI 552/08 1"1/2 X 3/4F | NC | CI MANIFOLDS | 244.09 | 4.567 | 1 | 0 | 1 | 84818059 | 560008 00001 | 560008 00001
560009 | MANIFOLDS | BRASS BAR MANIFOLDS | CI 552/09 1"1/2 X 3/4F | NC | CI MANIFOLDS | 272.85 | 5.102 | 1 | 0 | 1 | 84818059 | 560009 00001 | 560009 00001
560010 | MANIFOLDS | BRASS BAR MANIFOLDS | CI 552/10 1"1/2 X 3/4F | NC | CI MANIFOLDS | 301.71 | 5.655 | 1 | 0 | 1 | 84818059 | 560010 00001 | 560010 00001
560011 | MANIFOLDS | BRASS BAR MANIFOLDS | CI 552/11 1"1/2 X 3/4F | NC | CI MANIFOLDS | 330.46 | 6.188 | 1 | 0 | 1 | 84818059 | 560011 00001 | 560011 00001
560012 | MANIFOLDS | BRASS BAR MANIFOLDS | CI 552/12 1"1/2 X 3/4F | NC | CI MANIFOLDS | 359.33 | 6.712 | 1 | 0 | 1 | 84818059 | 560012 00001 | 560012 00001
560013 | MANIFOLDS | BRASS BAR MANIFOLDS | CI 552/13 1"1/2 X 3/4F | NC | CI MANIFOLDS | 388.18 | 7.273 | 1 | 0 | 1 | 84818059 | 560013 00001 | 560013 00001
400002N | MANIFOLDS | BRASS BAR MANIFOLDS | CI 553N/02 1"1/4 X EK SP | NC | CI MANIFOLDS | 58.05 | 0 | 10 | 0 | 10 | 84818059 | 400002N 00010 | 400002N 00010
400003N | MANIFOLDS | BRASS BAR MANIFOLDS | CI 553N/03 1"1/4 X EK SP | NC | CI MANIFOLDS | 78.28 | 0 | 8 | 0 | 8 | 84818059 | 400003N 00008 | 400003N 00008
400004N | MANIFOLDS | BRASS BAR MANIFOLDS | CI 553N/04 1"1/4 X EK SP | NC | CI MANIFOLDS | 98.58 | 1.83 | 8 | 0 | 8 | 84818059 | 400004N 00008 | 400004N 00008
400005N | MANIFOLDS | BRASS BAR MANIFOLDS | CI 553N/05 1"1/4 X EK SP | NC | CI MANIFOLDS | 118.8 | 2.222 | 6 | 0 | 6 | 84818059 | 400005N 00006 | 400005N 00006
400006N | MANIFOLDS | BRASS BAR MANIFOLDS | CI 553N/06 1"1/4 X EK SP | NC | CI MANIFOLDS | 139.06 | 2.57 | 5 | 0 | 5 | 84818059 | 400006N 00005 | 400006N 00005
400007N | MANIFOLDS | BRASS BAR MANIFOLDS | CI 553N/07 1"1/4 X EK SP | NC | CI MANIFOLDS | 159.3 | 0 | 5 | 0 | 5 | 84818059 | 400007N 00005 | 400007N 00005
400008N | MANIFOLDS | BRASS BAR MANIFOLDS | CI 553N/08 1"1/4 X EK SP | NC | CI MANIFOLDS | 179.51 | 3.35 | 4 | 0 | 4 | 84818059 | 400008N 00004 | 400008N 00004
400009N | MANIFOLDS | BRASS BAR MANIFOLDS | CI 553N/09 1"1/4 X EK SP | NC | CI MANIFOLDS | 199.77 | 3.748 | 4 | 0 | 4 | 84818059 | 400009N 00004 | 400009N 00004
400010N | MANIFOLDS | BRASS BAR MANIFOLDS | CI 553N/10 1"1/4 X EK SP | NC | CI MANIFOLDS | 220.04 | 4.121 | 4 | 0 | 4 | 84818059 | 400010N 00004 | 400010N 00004
400011N | MANIFOLDS | BRASS BAR MANIFOLDS | CI 553N/11 1"1/4 X EK SP | NC | CI MANIFOLDS | 240.34 | 4.456 | 4 | 0 | 4 | 84818059 | 400011N 00004 | 400011N 00004
400012N | MANIFOLDS | BRASS BAR MANIFOLDS | CI 553N/12 1"1/4 X EK SP | NC | CI MANIFOLDS | 260.5 | 4.848 | 4 | 0 | 4 | 84818059 | 400012N 00004 | 400012N 00004
400022CN | MANIFOLDS | BRASS BAR MANIFOLDS | CI 555CN/02 1"1/4 X EK SP | NC | CI MANIFOLDS | 63.78 | 0 | 1 | 0 | 1 | 84818059 | 400022CN 00001 | 400022CN 00001
400022M | MANIFOLDS | BRASS BAR MANIFOLDS | CI 555M/02 1"1/4 X EK SP | NC | CI MANIFOLDS | 62.67 | 1.123 | 8 | 0 | 8 | 84818059 | 400022M 00008 | 400022M 00008
400022MN | MANIFOLDS | BRASS BAR MANIFOLDS | CI 555MN/02 1"1/4 X EK SP | NC | CI MANIFOLDS | 65.26 | 0 | 8 | 0 | 8 | 84818059 | 400022MN 00008 | 400022MN 00008
400023CN | MANIFOLDS | BRASS BAR MANIFOLDS | CI 555CN/03 1"1/4 X EK SP | NC | CI MANIFOLDS | 87.25 | 0 | 1 | 0 | 1 | 84818059 | 400023CN 00001 | 400023CN 00001
400023M | MANIFOLDS | BRASS BAR MANIFOLDS | CI 555M/03 1"1/4 X EK SP | NC | CI MANIFOLDS | 85.8 | 1.552 | 6 | 0 | 6 | 84818059 | 400023M 00006 | 400023M 00006
400023MN | MANIFOLDS | BRASS BAR MANIFOLDS | CI 555MN/03 1"1/4 X EK SP | NC | CI MANIFOLDS | 89.48 | 0 | 1 | 0 | 1 | 84818059 | 400023MN 00001 | 400023MN 00001
400024CN | MANIFOLDS | BRASS BAR MANIFOLDS | CI 555CN/04 1"1/4 X EK SP | NC | CI MANIFOLDS | 110.91 | 1.9 | 1 | 0 | 1 | 84818059 | 400024CN 00001 | 400024CN 00001
400024M | MANIFOLDS | BRASS BAR MANIFOLDS | CI 555M/04 1"1/4 X EK SP | NC | CI MANIFOLDS | 108.97 | 1.957 | 5 | 0 | 5 | 84818059 | 400024M 00005 | 400024M 00005
400024MN | MANIFOLDS | BRASS BAR MANIFOLDS | CI 555MN/04 1"1/4 X EK SP | NC | CI MANIFOLDS | 113.87 | 0 | 1 | 0 | 1 | 84818059 | 400024MN 00001 | 400024MN 00001
400025CN | MANIFOLDS | BRASS BAR MANIFOLDS | CI 555CN/05 1"1/4 X EK SP | NC | CI MANIFOLDS | 134.39 | 2.299 | 1 | 0 | 1 | 84818059 | 400025CN 00001 | 400025CN 00001
400025M | MANIFOLDS | BRASS BAR MANIFOLDS | CI 555M/05 1"1/4 X EK SP | NC | CI MANIFOLDS | 132.04 | 2.376 | 5 | 0 | 5 | 84818059 | 400025M 00005 | 400025M 00005
400025MN | MANIFOLDS | BRASS BAR MANIFOLDS | CI 555MN/05 1"1/4 X EK SP | NC | CI MANIFOLDS | 138.12 | 0 | 1 | 0 | 1 | 84818059 | 400025MN 00001 | 400025MN 00001
400026CN | MANIFOLDS | BRASS BAR MANIFOLDS | CI 555CN/06 1"1/4 X EK SP | NC | CI MANIFOLDS | 158 | 2.695 | 1 | 0 | 1 | 84818059 | 400026CN 00001 | 400026CN 00001
400026M | MANIFOLDS | BRASS BAR MANIFOLDS | CI 555M/06 1"1/4 X EK SP | NC | CI MANIFOLDS | 155.22 | 2.794 | 5 | 0 | 5 | 84818059 | 400026M 00005 | 400026M 00005
400026MN | MANIFOLDS | BRASS BAR MANIFOLDS | CI 555MN/06 1"1/4 X EK SP | NC | CI MANIFOLDS | 162.4 | 0 | 1 | 0 | 1 | 84818059 | 400026MN 00001 | 400026MN 00001
400027CN | MANIFOLDS | BRASS BAR MANIFOLDS | CI 555CN/07 1"1/4 X EK SP | NC | CI MANIFOLDS | 181.47 | 0 | 1 | 0 | 1 | 84818059 | 400027CN 00001 | 400027CN 00001
400027M | MANIFOLDS | BRASS BAR MANIFOLDS | CI 555M/07 1"1/4 X EK SP | NC | CI MANIFOLDS | 178.29 | 3.038 | 5 | 0 | 5 | 84818059 | 400027M 00005 | 400027M 00005
400027MN | MANIFOLDS | BRASS BAR MANIFOLDS | CI 555MN/07 1"1/4 X EK SP | NC | CI MANIFOLDS | 186.66 | 3.167 | 1 | 0 | 1 | 84818059 | 400027MN 00001 | 400027MN 00001
400028CN | MANIFOLDS | BRASS BAR MANIFOLDS | CI 555CN/08 1"1/4 X EK SP | NC | CI MANIFOLDS | 205.02 | 3.478 | 5 | 0 | 5 | 84818059 | 400028CN 00005 | 400028CN 00005
400028M | MANIFOLDS | BRASS BAR MANIFOLDS | CI 555M/08 1"1/4 X EK SP | NC | CI MANIFOLDS | 201.47 | 3.589 | 4 | 0 | 4 | 84818059 | 400028M 00004 | 400028M 00004
400028MN | MANIFOLDS | BRASS BAR MANIFOLDS | CI 555MN/08 1"1/4 X EK SP | NC | CI MANIFOLDS | 210.96 | 3.574 | 5 | 0 | 5 | 84818059 | 400028MN 00005 | 400028MN 00005
400029CN | MANIFOLDS | BRASS BAR MANIFOLDS | CI 555CN/09 1"1/4 X EK SP | NC | CI MANIFOLDS | 228.53 | 3.886 | 8 | 0 | 8 | 84818059 | 400029CN 00008 | 400029CN 00008
400029M | MANIFOLDS | BRASS BAR MANIFOLDS | CI 555M/09 1"1/4 X EK SP | NC | CI MANIFOLDS | 224.54 | 4.036 | 4 | 0 | 4 | 84818059 | 400029M 00004 | 400029M 00004
400029MN | MANIFOLDS | BRASS BAR MANIFOLDS | CI 555MN/09 1"1/4 X EK SP | NC | CI MANIFOLDS | 235.2 | 0 | 5 | 0 | 5 | 84818059 | 400029MN 00005 | 400029MN 00005
400030CN | MANIFOLDS | BRASS BAR MANIFOLDS | CI 555CN/10 1"1/4 X EK SP | NC | CI MANIFOLDS | 252.11 | 4.296 | 8 | 0 | 8 | 84818059 | 400030CN 00008 | 400030CN 00008
400030M | MANIFOLDS | BRASS BAR MANIFOLDS | CI 555M/10 1"1/4 X EK SP | NC | CI MANIFOLDS | 247.67 | 4.44 | 4 | 0 | 4 | 84818059 | 400030M 00004 | 400030M 00004
400030MN | MANIFOLDS | BRASS BAR MANIFOLDS | CI 555MN/10 1"1/4 X EK SP | NC | CI MANIFOLDS | 259.54 | 0 | 5 | 0 | 5 | 84818059 | 400030MN 00005 | 400030MN 00005
400031CN | MANIFOLDS | BRASS BAR MANIFOLDS | CI 555CN/11 1"1/4 X EK SP | NC | CI MANIFOLDS | 275.65 | 4.671 | 8 | 0 | 8 | 84818059 | 400031CN 00008 | 400031CN 00008
400031M | MANIFOLDS | BRASS BAR MANIFOLDS | CI 555M/11 1"1/4 X EK SP | NC | CI MANIFOLDS | 270.8 | 4.818 | 4 | 0 | 4 | 84818059 | 400031M 00004 | 400031M 00004
400031MN | MANIFOLDS | BRASS BAR MANIFOLDS | CI 555MN/11 1"1/4 X EK SP | NC | CI MANIFOLDS | 283.82 | 0 | 5 | 0 | 5 | 84818059 | 400031MN 00005 | 400031MN 00005
400032CN | MANIFOLDS | BRASS BAR MANIFOLDS | CI 555CN/12 1"1/4 X EK SP | NC | CI MANIFOLDS | 299.18 | 5.103 | 8 | 0 | 8 | 84818059 | 400032CN 00008 | 400032CN 00008
400032M | MANIFOLDS | BRASS BAR MANIFOLDS | CI 555M/12 1"1/4 X EK SP | NC | CI MANIFOLDS | 293.94 | 5.269 | 4 | 0 | 4 | 84818059 | 400032M 00004 | 400032M 00004
400032MN | MANIFOLDS | BRASS BAR MANIFOLDS | CI 555MN/12 1"1/4 X EK SP | NC | CI MANIFOLDS | 308.08 | 0 | 5 | 0 | 5 | 84818059 | 400032MN 00005 | 400032MN 00005
400042N | MANIFOLDS | BRASS BAR MANIFOLDS | CI 552N/02 1" X EK | NC | CI MANIFOLDS | 37.69 | 0.647 | 12 | 0 | 12 | 84818059 | 400042N 00012 | 400042N 00012
400043N | MANIFOLDS | BRASS BAR MANIFOLDS | CI 552N/03 1" X EK | NC | CI MANIFOLDS | 54.38 | 0.963 | 12 | 0 | 12 | 84818059 | 400043N 00012 | 400043N 00012
400044N | MANIFOLDS | BRASS BAR MANIFOLDS | CI 552N/04 1" X EK | NC | CI MANIFOLDS | 71.02 | 1.269 | 8 | 0 | 8 | 84818059 | 400044N 00008 | 400044N 00008
400045N | MANIFOLDS | BRASS BAR MANIFOLDS | CI 552N/05 1" X EK | NC | CI MANIFOLDS | 87.7 | 1.58 | 6 | 0 | 6 | 84818059 | 400045N 00006 | 400045N 00006
400046N | MANIFOLDS | BRASS BAR MANIFOLDS | CI 552N/06 1" X EK | NC | CI MANIFOLDS | 104.37 | 1.89 | 6 | 0 | 6 | 84818059 | 400046N 00006 | 400046N 00006
400047N | MANIFOLDS | BRASS BAR MANIFOLDS | CI 552N/07 1" X EK | NC | CI MANIFOLDS | 121.06 | 2.208 | 6 | 0 | 6 | 84818059 | 400047N 00006 | 400047N 00006
400048N | MANIFOLDS | BRASS BAR MANIFOLDS | CI 552N/08 1" X EK | NC | CI MANIFOLDS | 137.68 | 2.528 | 6 | 0 | 6 | 84818059 | 400048N 00006 | 400048N 00006
400049N | MANIFOLDS | BRASS BAR MANIFOLDS | CI 552N/09 1" X EK | NC | CI MANIFOLDS | 154.4 | 2.845 | 6 | 0 | 6 | 84818059 | 400049N 00006 | 400049N 00006
400050N | MANIFOLDS | BRASS BAR MANIFOLDS | CI 552N/10 1" X EK | NC | CI MANIFOLDS | 171.01 | 3.144 | 6 | 0 | 6 | 84818059 | 400050N 00006 | 400050N 00006
400051N | MANIFOLDS | BRASS BAR MANIFOLDS | CI 552N/11 1" X EK | NC | CI MANIFOLDS | 187.73 | 3.19 | 6 | 0 | 6 | 84818059 | 400051N 00006 | 400051N 00006
400052N | MANIFOLDS | BRASS BAR MANIFOLDS | CI 552N/12 1" X EK | NC | CI MANIFOLDS | 204.45 | 3.792 | 6 | 0 | 6 | 84818059 | 400052N 00006 | 400052N 00006
400053N | MANIFOLDS | BRASS BAR MANIFOLDS | CI 552N/13 1" X EK | NC | CI MANIFOLDS | 221.06 | 4.062 | 6 | 0 | 6 | 84818059 | 400053N 00006 | 400053N 00006
400082N | MANIFOLDS | BRASS BAR MANIFOLDS | CI 552N/02 1"1/4 X EK | NC | CI MANIFOLDS | 46.22 | 0.81 | 12 | 0 | 12 | 84818059 | 400082N 00012 | 400082N 00012
400083N | MANIFOLDS | BRASS BAR MANIFOLDS | CI 552N/03 1"1/4 X EK | NC | CI MANIFOLDS | 66.42 | 1.185 | 10 | 0 | 10 | 84818059 | 400083N 00010 | 400083N 00010
400084N | MANIFOLDS | BRASS BAR MANIFOLDS | CI 552N/04 1"1/4 X EK | NC | CI MANIFOLDS | 86.67 | 1.56 | 8 | 0 | 8 | 84818059 | 400084N 00008 | 400084N 00008
400085N | MANIFOLDS | BRASS BAR MANIFOLDS | CI 552N/05 1"1/4 X EK | NC | CI MANIFOLDS | 106.92 | 1.953 | 8 | 0 | 8 | 84818059 | 400085N 00008 | 400085N 00008
400086N | MANIFOLDS | BRASS BAR MANIFOLDS | CI 552N/06 1"1/4 X EK | NC | CI MANIFOLDS | 127.19 | 2.339 | 6 | 0 | 6 | 84818059 | 400086N 00006 | 400086N 00006
400087N | MANIFOLDS | BRASS BAR MANIFOLDS | CI 552N/07 1"1/4 X EK | NC | CI MANIFOLDS | 147.37 | 2.716 | 5 | 0 | 5 | 84818059 | 400087N 00005 | 400087N 00005
400088N | MANIFOLDS | BRASS BAR MANIFOLDS | CI 552N/08 1"1/4 X EK | NC | CI MANIFOLDS | 167.76 | 3.099 | 5 | 0 | 5 | 84818059 | 400088N 00005 | 400088N 00005
400089N | MANIFOLDS | BRASS BAR MANIFOLDS | CI 552N/09 1"1/4 X EK | NC | CI MANIFOLDS | 187.92 | 3.474 | 4 | 0 | 4 | 84818059 | 400089N 00004 | 400089N 00004
400090N | MANIFOLDS | BRASS BAR MANIFOLDS | CI 552N/10 1"1/4 X EK | NC | CI MANIFOLDS | 208.13 | 3.862 | 4 | 0 | 4 | 84818059 | 400090N 00004 | 400090N 00004
400091N | MANIFOLDS | BRASS BAR MANIFOLDS | CI 552N/11 1"1/4 X EK | NC | CI MANIFOLDS | 228.49 | 4.223 | 4 | 0 | 4 | 84818059 | 400091N 00004 | 400091N 00004
400092N | MANIFOLDS | BRASS BAR MANIFOLDS | CI 552N/12 1"1/4 X EK | NC | CI MANIFOLDS | 248.66 | 4.601 | 4 | 0 | 4 | 84818059 | 400092N 00004 | 400092N 00004
400093N | MANIFOLDS | BRASS BAR MANIFOLDS | CI 552N/13 1"1/4 X EK | NC | CI MANIFOLDS | 268.86 | 5.02 | 4 | 0 | 4 | 84818059 | 400093N 00004 | 400093N 00004
400122CN | MANIFOLDS | BRASS BAR MANIFOLDS | CI 554CN/02 1"1/4 X EK | NC | CI MANIFOLDS | 52.47 | 0.853 | 12 | 0 | 12 | 84818059 | 400122CN 00012 | 400122CN 00012
400122MN | MANIFOLDS | BRASS BAR MANIFOLDS | CI 554MN/02 1"1/4 X EK | NC | CI MANIFOLDS | 53.92 | 0.86 | 10 | 0 | 10 | 84818059 | 400122MN 00010 | 400122MN 00010
400123CN | MANIFOLDS | BRASS BAR MANIFOLDS | CI 554CN/03 1"1/4 X EK | NC | CI MANIFOLDS | 75.95 | 1.249 | 10 | 0 | 10 | 84818059 | 400123CN 00010 | 400123CN 00010
400123MN | MANIFOLDS | BRASS BAR MANIFOLDS | CI 554MN/03 1"1/4 X EK | NC | CI MANIFOLDS | 78.17 | 1.259 | 8 | 0 | 8 | 84818059 | 400123MN 00008 | 400123MN 00008
400124CN | MANIFOLDS | BRASS BAR MANIFOLDS | CI 554CN/04 1"1/4 X EK | NC | CI MANIFOLDS | 99.61 | 1.623 | 8 | 0 | 8 | 84818059 | 400124CN 00008 | 400124CN 00008
400124MN | MANIFOLDS | BRASS BAR MANIFOLDS | CI 554MN/04 1"1/4 X EK | NC | CI MANIFOLDS | 102.55 | 1.681 | 8 | 0 | 8 | 84818059 | 400124MN 00008 | 400124MN 00008
400125CN | MANIFOLDS | BRASS BAR MANIFOLDS | CI 554CN/05 1"1/4 X EK | NC | CI MANIFOLDS | 123.11 | 2.046 | 8 | 0 | 8 | 84818059 | 400125CN 00008 | 400125CN 00008
400125MN | MANIFOLDS | BRASS BAR MANIFOLDS | CI 554MN/05 1"1/4 X EK | NC | CI MANIFOLDS | 126.81 | 2.118 | 6 | 0 | 6 | 84818059 | 400125MN 00006 | 400125MN 00006
400126CN | MANIFOLDS | BRASS BAR MANIFOLDS | CI 554CN/06 1"1/4 X EK | NC | CI MANIFOLDS | 146.67 | 2.442 | 6 | 0 | 6 | 84818059 | 400126CN 00006 | 400126CN 00006
400126MN | MANIFOLDS | BRASS BAR MANIFOLDS | CI 554MN/06 1"1/4 X EK | NC | CI MANIFOLDS | 151.09 | 2.495 | 6 | 0 | 6 | 84818059 | 400126MN 00006 | 400126MN 00006
400127CN | MANIFOLDS | BRASS BAR MANIFOLDS | CI 554CN/07 1"1/4 X EK | NC | CI MANIFOLDS | 170.13 | 0 | 5 | 0 | 5 | 84818059 | 400127CN 00005 | 400127CN 00005
400127MN | MANIFOLDS | BRASS BAR MANIFOLDS | CI 554MN/07 1"1/4 X EK | NC | CI MANIFOLDS | 175.34 | 2.902 | 5 | 0 | 5 | 84818059 | 400127MN 00005 | 400127MN 00005
400128CN | MANIFOLDS | BRASS BAR MANIFOLDS | CI 554CN/08 1"1/4 X EK | NC | CI MANIFOLDS | 193.76 | 0 | 5 | 0 | 5 | 84818059 | 400128CN 00005 | 400128CN 00005
400128MN | MANIFOLDS | BRASS BAR MANIFOLDS | CI 554MN/08 1"1/4 X EK | NC | CI MANIFOLDS | 199.64 | 3.31 | 5 | 0 | 5 | 84818059 | 400128MN 00005 | 400128MN 00005
400129CN | MANIFOLDS | BRASS BAR MANIFOLDS | CI 554CN/09 1"1/4 X EK | NC | CI MANIFOLDS | 217.2 | 3.632 | 4 | 0 | 4 | 84818059 | 400129CN 00004 | 400129CN 00004
400129MN | MANIFOLDS | BRASS BAR MANIFOLDS | CI 554MN/09 1"1/4 X EK | NC | CI MANIFOLDS | 223.88 | 3.713 | 5 | 0 | 5 | 84818059 | 400129MN 00005 | 400129MN 00005
400130CN | MANIFOLDS | BRASS BAR MANIFOLDS | CI 554CN/10 1"1/4 X EK | NC | CI MANIFOLDS | 240.78 | 0 | 4 | 0 | 4 | 84818059 | 400130CN 00004 | 400130CN 00004
400130MN | MANIFOLDS | BRASS BAR MANIFOLDS | CI 554MN/10 1"1/4 X EK | NC | CI MANIFOLDS | 248.22 | 4.13 | 5 | 0 | 5 | 84818059 | 400130MN 00005 | 400130MN 00005
400131CN | MANIFOLDS | BRASS BAR MANIFOLDS | CI 554CN/11 1"1/4 X EK | NC | CI MANIFOLDS | 264.34 | 0 | 4 | 0 | 4 | 84818059 | 400131CN 00004 | 400131CN 00004
400131MN | MANIFOLDS | BRASS BAR MANIFOLDS | CI 554MN/11 1"1/4 X EK | NC | CI MANIFOLDS | 272.52 | 4.51 | 5 | 0 | 5 | 84818059 | 400131MN 00005 | 400131MN 00005
400132CN | MANIFOLDS | BRASS BAR MANIFOLDS | CI 554CN/12 1"1/4 X EK | NC | CI MANIFOLDS | 287.87 | 0 | 4 | 0 | 4 | 84818059 | 400132CN 00004 | 400132CN 00004
400132MN | MANIFOLDS | BRASS BAR MANIFOLDS | CI 554MN/12 1"1/4 X EK | NC | CI MANIFOLDS | 296.76 | 4.942 | 5 | 0 | 5 | 84818059 | 400132MN 00005 | 400132MN 00005
400133CN | MANIFOLDS | BRASS BAR MANIFOLDS | CI 554CN/13 1"1/4 X EK | NC | CI MANIFOLDS | 311.37 | 0 | 4 | 0 | 4 | 84818059 | 400133CN 00004 | 400133CN 00004
400133MN | MANIFOLDS | BRASS BAR MANIFOLDS | CI 554MN/13 1"1/4 X EK | NC | CI MANIFOLDS | 320.98 | 5.339 | 5 | 0 | 5 | 84818059 | 400133MN 00005 | 400133MN 00005
400242CN | MANIFOLDS | BRASS BAR MANIFOLDS | CI 562CN/02 1" X EK | NC | CI MANIFOLDS | 100.72 | 2.089 | 1 | 0 | 1 | 84818059 | 400242CN 00001 | 400242CN 00001
400242CNIV | MANIFOLDS | BRASS BAR MANIFOLDS | CI 562CN/02 1 X EK | NC | CI MANIFOLDS | 100.72 | 2.089 | 1 | 0 | 1 | 84818059 | 400242CNIV 00001 | 400242CNIV 00001
400242CNP80 | MANIFOLDS | BRASS BAR MANIFOLDS | CI 562CN/02 1 X EK P80 | NC | CI MANIFOLDS | 100.72 | 1.768 | 1 | 0 | 1 | 84818059 | 400242CNP80 00001 | 400242CNP80 00001
400242MN | MANIFOLDS | BRASS BAR MANIFOLDS | CI 562MN/02 1" X EK | NC | CI MANIFOLDS | 102.27 | 1.889 | 1 | 0 | 1 | 84818059 | 400242MN 00001 | 400242MN 00001
400242MNIV | MANIFOLDS | BRASS BAR MANIFOLDS | CI 562MN/02 1" X EK | NC | CI MANIFOLDS | 102.27 | 1.889 | 1 | 0 | 1 | 84818059 | 400242MNIV 00001 | 400242MNIV 00001
400242MNP80 | MANIFOLDS | BRASS BAR MANIFOLDS | CI 562MN/02 1 X EK P80 | NC | CI MANIFOLDS | 102.27 | 1.889 | 1 | 0 | 1 | 84818059 | 400242MNP80 00001 | 400242MNP80 00001
400243CN | MANIFOLDS | BRASS BAR MANIFOLDS | CI 562CN/03 1" X EK | NC | CI MANIFOLDS | 136.78 | 2.523 | 1 | 0 | 1 | 84818059 | 400243CN 00001 | 400243CN 00001
400243CNIV | MANIFOLDS | BRASS BAR MANIFOLDS | CI 562CN/03 1 X EK | NC | CI MANIFOLDS | 136.78 | 2.523 | 1 | 0 | 1 | 84818059 | 400243CNIV 00001 | 400243CNIV 00001
400243CNP80 | MANIFOLDS | BRASS BAR MANIFOLDS | CI 562CN/03 1 X EK P80 | NC | CI MANIFOLDS | 136.78 | 2.36 | 1 | 0 | 1 | 84818059 | 400243CNP80 00001 | 400243CNP80 00001
400243MN | MANIFOLDS | BRASS BAR MANIFOLDS | CI 562MN/03 1" X EK | NC | CI MANIFOLDS | 139.06 | 2.526 | 1 | 0 | 1 | 84818059 | 400243MN 00001 | 400243MN 00001
400243MNIV | MANIFOLDS | BRASS BAR MANIFOLDS | CI 562MN/03 1" X EK | NC | CI MANIFOLDS | 139.06 | 2.526 | 1 | 0 | 1 | 84818059 | 400243MNIV 00001 | 400243MNIV 00001
400243MNP80 | MANIFOLDS | BRASS BAR MANIFOLDS | CI 562MN/03 1 X EK P80 | NC | CI MANIFOLDS | 139.06 | 2.526 | 1 | 0 | 1 | 84818059 | 400243MNP80 00001 | 400243MNP80 00001
400244CN | MANIFOLDS | BRASS BAR MANIFOLDS | CI 562CN/04 1" X EK | NC | CI MANIFOLDS | 172.77 | 3.163 | 1 | 0 | 1 | 84818059 | 400244CN 00001 | 400244CN 00001
400244CNIV | MANIFOLDS | BRASS BAR MANIFOLDS | CI 562CN/04 1 X EK | NC | CI MANIFOLDS | 172.77 | 3.163 | 1 | 0 | 1 | 84818059 | 400244CNIV 00001 | 400244CNIV 00001
400244CNP80 | MANIFOLDS | BRASS BAR MANIFOLDS | CI 562CN/04 1 X EK P80 | NC | CI MANIFOLDS | 172.77 | 2.956 | 1 | 0 | 1 | 84818059 | 400244CNP80 00001 | 400244CNP80 00001
400244MN | MANIFOLDS | BRASS BAR MANIFOLDS | CI 562MN/04 1" X EK | NC | CI MANIFOLDS | 175.86 | 3.173 | 1 | 0 | 1 | 84818059 | 400244MN 00001 | 400244MN 00001
400244MNIV | MANIFOLDS | BRASS BAR MANIFOLDS | CI 562MN/04 1" X EK | NC | CI MANIFOLDS | 175.86 | 3.173 | 1 | 0 | 1 | 84818059 | 400244MNIV 00001 | 400244MNIV 00001
400244MNP80 | MANIFOLDS | BRASS BAR MANIFOLDS | CI 562MN/04 1 X EK P80 | NC | CI MANIFOLDS | 175.86 | 3.173 | 1 | 0 | 1 | 84818059 | 400244MNP80 00001 | 400244MNP80 00001
400245CN | MANIFOLDS | BRASS BAR MANIFOLDS | CI 562CN/05 1" X EK | NC | CI MANIFOLDS | 208.67 | 3.775 | 1 | 0 | 1 | 84818059 | 400245CN 00001 | 400245CN 00001
400245CNIV | MANIFOLDS | BRASS BAR MANIFOLDS | CI 562CN/05 1 X EK | NC | CI MANIFOLDS | 208.67 | 3.775 | 1 | 0 | 1 | 84818059 | 400245CNIV 00001 | 400245CNIV 00001
400245CNP80 | MANIFOLDS | BRASS BAR MANIFOLDS | CI 562CN/05 1 X EK P80 | NC | CI MANIFOLDS | 208.67 | 3.545 | 1 | 0 | 1 | 84818059 | 400245CNP80 00001 | 400245CNP80 00001
400245CNXIV | MANIFOLDS | BRASS BAR MANIFOLDS | CI 562CN/05 1 X EK | NC | CI MANIFOLDS | 208.67 | 3.775 | 1 | 0 | 1 | 84818059 | 400245CNXIV 00001 | 400245CNXIV 00001
400245MN | MANIFOLDS | BRASS BAR MANIFOLDS | CI 562MN/05 1" X EK | NC | CI MANIFOLDS | 212.6 | 3.815 | 1 | 0 | 1 | 84818059 | 400245MN 00001 | 400245MN 00001
400245MNIV | MANIFOLDS | BRASS BAR MANIFOLDS | CI 562MN/05 1" X EK | NC | CI MANIFOLDS | 212.6 | 3.815 | 1 | 0 | 1 | 84818059 | 400245MNIV 00001 | 400245MNIV 00001
400245MNP80 | MANIFOLDS | BRASS BAR MANIFOLDS | CI 562MN/05 1 X EK P80 | NC | CI MANIFOLDS | 212.6 | 3.815 | 1 | 0 | 1 | 84818059 | 400245MNP80 00001 | 400245MNP80 00001
400246CN | MANIFOLDS | BRASS BAR MANIFOLDS | CI 562CN/06 1" X EK | NC | CI MANIFOLDS | 244.71 | 4.903 | 1 | 0 | 1 | 84818059 | 400246CN 00001 | 400246CN 00001
400246CNIV | MANIFOLDS | BRASS BAR MANIFOLDS | CI 562CN/06 1 X EK | NC | CI MANIFOLDS | 244.71 | 4.903 | 1 | 0 | 1 | 84818059 | 400246CNIV 00001 | 400246CNIV 00001
400246CNP80 | MANIFOLDS | BRASS BAR MANIFOLDS | CI 562CN/06 1 X EK P80 | NC | CI MANIFOLDS | 244.71 | 4.137 | 1 | 0 | 1 | 84818059 | 400246CNP80 00001 | 400246CNP80 00001
400246MN | MANIFOLDS | BRASS BAR MANIFOLDS | CI 562MN/06 1" X EK | NC | CI MANIFOLDS | 249.41 | 4.457 | 1 | 0 | 1 | 84818059 | 400246MN 00001 | 400246MN 00001
400246MNIV | MANIFOLDS | BRASS BAR MANIFOLDS | CI 562MN/06 1" X EK | NC | CI MANIFOLDS | 249.41 | 4.457 | 1 | 0 | 1 | 84818059 | 400246MNIV 00001 | 400246MNIV 00001
400246MNP80 | MANIFOLDS | BRASS BAR MANIFOLDS | CI 562MN/06 1 X EK P80 | NC | CI MANIFOLDS | 249.41 | 4.457 | 1 | 0 | 1 | 84818059 | 400246MNP80 00001 | 400246MNP80 00001
400247CN | MANIFOLDS | BRASS BAR MANIFOLDS | CI 562CN/07 1" X EK | NC | CI MANIFOLDS | 280.71 | 5.08 | 1 | 0 | 1 | 84818059 | 400247CN 00001 | 400247CN 00001
400247CNIV | MANIFOLDS | BRASS BAR MANIFOLDS | CI 562CN/07 1 X EK | NC | CI MANIFOLDS | 280.71 | 5.08 | 1 | 0 | 1 | 84818059 | 400247CNIV 00001 | 400247CNIV 00001
400247CNP80 | MANIFOLDS | BRASS BAR MANIFOLDS | CI 562CN/07 1 X EK P80 | NC | CI MANIFOLDS | 280.71 | 4.748 | 1 | 0 | 1 | 84818059 | 400247CNP80 00001 | 400247CNP80 00001
400247MN | MANIFOLDS | BRASS BAR MANIFOLDS | CI 562MN/07 1" X EK | NC | CI MANIFOLDS | 286.2 | 5.099 | 1 | 0 | 1 | 84818059 | 400247MN 00001 | 400247MN 00001
400247MNIV | MANIFOLDS | BRASS BAR MANIFOLDS | CI 562MN/07 1" X EK | NC | CI MANIFOLDS | 286.2 | 5.099 | 1 | 0 | 1 | 84818059 | 400247MNIV 00001 | 400247MNIV 00001
400247MNP80 | MANIFOLDS | BRASS BAR MANIFOLDS | CI 562MN/07 1 X EK P80 | NC | CI MANIFOLDS | 286.2 | 5.099 | 1 | 0 | 1 | 84818059 | 400247MNP80 00001 | 400247MNP80 00001
400248CN | MANIFOLDS | BRASS BAR MANIFOLDS | CI 562CN/08 1" X EK | NC | CI MANIFOLDS | 316.65 | 6.223 | 1 | 0 | 1 | 84818059 | 400248CN 00001 | 400248CN 00001
400248CNIV | MANIFOLDS | BRASS BAR MANIFOLDS | CI 562CN/08 1 X EK | NC | CI MANIFOLDS | 316.65 | 6.223 | 1 | 0 | 1 | 84818059 | 400248CNIV 00001 | 400248CNIV 00001
400248CNP80 | MANIFOLDS | BRASS BAR MANIFOLDS | CI 562CN/08 1 X EK P80 | NC | CI MANIFOLDS | 316.65 | 5.324 | 1 | 0 | 1 | 84818059 | 400248CNP80 00001 | 400248CNP80 00001
400248MN | MANIFOLDS | BRASS BAR MANIFOLDS | CI 562MN/08 1" X EK | NC | CI MANIFOLDS | 322.93 | 5.741 | 1 | 0 | 1 | 84818059 | 400248MN 00001 | 400248MN 00001
400248MNIV | MANIFOLDS | BRASS BAR MANIFOLDS | CI 562MN/08 1" X EK | NC | CI MANIFOLDS | 322.93 | 5.741 | 1 | 0 | 1 | 84818059 | 400248MNIV 00001 | 400248MNIV 00001
400248MNP80 | MANIFOLDS | BRASS BAR MANIFOLDS | CI 562MN/08 1 X EK P80 | NC | CI MANIFOLDS | 322.93 | 5.741 | 1 | 0 | 1 | 84818059 | 400248MNP80 00001 | 400248MNP80 00001
400249CN | MANIFOLDS | BRASS BAR MANIFOLDS | CI 562CN/09 1" X EK | NC | CI MANIFOLDS | 352.71 | 6.35 | 1 | 0 | 1 | 84818059 | 400249CN 00001 | 400249CN 00001
400249CNIV | MANIFOLDS | BRASS BAR MANIFOLDS | CI 562CN/09 1 X EK | NC | CI MANIFOLDS | 352.71 | 6.35 | 1 | 0 | 1 | 84818059 | 400249CNIV 00001 | 400249CNIV 00001
400249CNP80 | MANIFOLDS | BRASS BAR MANIFOLDS | CI 562CN/09 1 X EK P80 | NC | CI MANIFOLDS | 352.71 | 5.945 | 1 | 0 | 1 | 84818059 | 400249CNP80 00001 | 400249CNP80 00001
400249MN | MANIFOLDS | BRASS BAR MANIFOLDS | CI 562MN/09 1" X EK | NC | CI MANIFOLDS | 359.71 | 6.383 | 1 | 0 | 1 | 84818059 | 400249MN 00001 | 400249MN 00001
400249MNIV | MANIFOLDS | BRASS BAR MANIFOLDS | CI 562MN/09 1" X EK | NC | CI MANIFOLDS | 359.71 | 6.383 | 1 | 0 | 1 | 84818059 | 400249MNIV 00001 | 400249MNIV 00001
400249MNP80 | MANIFOLDS | BRASS BAR MANIFOLDS | CI 562MN/09 1 X EK P80 | NC | CI MANIFOLDS | 359.71 | 6.383 | 1 | 0 | 1 | 84818059 | 400249MNP80 00001 | 400249MNP80 00001
400250CN | MANIFOLDS | BRASS BAR MANIFOLDS | CI 562CN/10 1" X EK | NC | CI MANIFOLDS | 388.65 | 7.568 | 1 | 0 | 1 | 84818059 | 400250CN 00001 | 400250CN 00001
400250CNIV | MANIFOLDS | BRASS BAR MANIFOLDS | CI 562CN/10 1 X EK | NC | CI MANIFOLDS | 388.65 | 7.568 | 1 | 0 | 1 | 84818059 | 400250CNIV 00001 | 400250CNIV 00001
400250CNP80 | MANIFOLDS | BRASS BAR MANIFOLDS | CI 562CN/10 1 X EK P80 | NC | CI MANIFOLDS | 388.65 | 6.547 | 1 | 0 | 1 | 84818059 | 400250CNP80 00001 | 400250CNP80 00001
400250MN | MANIFOLDS | BRASS BAR MANIFOLDS | CI 562MN/10 1" X EK | NC | CI MANIFOLDS | 396.39 | 7.025 | 1 | 0 | 1 | 84818059 | 400250MN 00001 | 400250MN 00001
400250MNIV | MANIFOLDS | BRASS BAR MANIFOLDS | CI 562MN/10 1" X EK | NC | CI MANIFOLDS | 396.39 | 7.025 | 1 | 0 | 1 | 84818059 | 400250MNIV 00001 | 400250MNIV 00001
400250MNP80 | MANIFOLDS | BRASS BAR MANIFOLDS | CI 562MN/10 1 X EK P80 | NC | CI MANIFOLDS | 396.39 | 7.025 | 1 | 0 | 1 | 84818059 | 400250MNP80 00001 | 400250MNP80 00001
400251CN | MANIFOLDS | BRASS BAR MANIFOLDS | CI 562CN/11 1" X EK | NC | CI MANIFOLDS | 424.71 | 7.665 | 1 | 0 | 1 | 84818059 | 400251CN 00001 | 400251CN 00001
400251CNIV | MANIFOLDS | BRASS BAR MANIFOLDS | CI 562CN/11 1 X EK | NC | CI MANIFOLDS | 424.71 | 7.665 | 1 | 0 | 1 | 84818059 | 400251CNIV 00001 | 400251CNIV 00001
400251CNP80 | MANIFOLDS | BRASS BAR MANIFOLDS | CI 562CN/11 1 X EK P80 | NC | CI MANIFOLDS | 424.71 | 7.12 | 1 | 0 | 1 | 84818059 | 400251CNP80 00001 | 400251CNP80 00001
400251MN | MANIFOLDS | BRASS BAR MANIFOLDS | CI 562MN/11 1" X EK | NC | CI MANIFOLDS | 433.25 | 7.667 | 1 | 0 | 1 | 84818059 | 400251MN 00001 | 400251MN 00001
400251MNIV | MANIFOLDS | BRASS BAR MANIFOLDS | CI 562MN/11 1" X EK | NC | CI MANIFOLDS | 433.25 | 7.667 | 1 | 0 | 1 | 84818059 | 400251MNIV 00001 | 400251MNIV 00001
400251MNP80 | MANIFOLDS | BRASS BAR MANIFOLDS | CI 562MN/11 1 X EK P80 | NC | CI MANIFOLDS | 433.25 | 7.667 | 1 | 0 | 1 | 84818059 | 400251MNP80 00001 | 400251MNP80 00001
400252CN | MANIFOLDS | BRASS BAR MANIFOLDS | CI 562CN/12 1" X EK | NC | CI MANIFOLDS | 460.67 | 8.253 | 1 | 0 | 1 | 84818059 | 400252CN 00001 | 400252CN 00001
400252CNIV | MANIFOLDS | BRASS BAR MANIFOLDS | CI 562CN/12 1 X EK | NC | CI MANIFOLDS | 460.67 | 8.253 | 1 | 0 | 1 | 84818059 | 400252CNIV 00001 | 400252CNIV 00001
400252CNP80 | MANIFOLDS | BRASS BAR MANIFOLDS | CI 562CN/12 1 X EK P80 | NC | CI MANIFOLDS | 460.67 | 7.714 | 1 | 0 | 1 | 84818059 | 400252CNP80 00001 | 400252CNP80 00001
400252MN | MANIFOLDS | BRASS BAR MANIFOLDS | CI 562MN/12 1" X EK | NC | CI MANIFOLDS | 470 | 8.309 | 1 | 0 | 1 | 84818059 | 400252MN 00001 | 400252MN 00001
400252MNIV | MANIFOLDS | BRASS BAR MANIFOLDS | CI 562MN/12 1" X EK | NC | CI MANIFOLDS | 470 | 8.309 | 1 | 0 | 1 | 84818059 | 400252MNIV 00001 | 400252MNIV 00001
400252MNP80 | MANIFOLDS | BRASS BAR MANIFOLDS | CI 562MN/12 1 X EK P80 | NC | CI MANIFOLDS | 470 | 8.309 | 1 | 0 | 1 | 84818059 | 400252MNP80 00001 | 400252MNP80 00001
400253CN | MANIFOLDS | BRASS BAR MANIFOLDS | CI 562CN/13 1" X EK | NC | CI MANIFOLDS | 496.76 | 8.917 | 1 | 0 | 1 | 84818059 | 400253CN 00001 | 400253CN 00001
400253CNIV | MANIFOLDS | BRASS BAR MANIFOLDS | CI 562CN/13 1 X EK | NC | CI MANIFOLDS | 496.76 | 8.917 | 1 | 0 | 1 | 84818059 | 400253CNIV 00001 | 400253CNIV 00001
400253CNP80 | MANIFOLDS | BRASS BAR MANIFOLDS | CI 562CN/13 1 X EK P80 | NC | CI MANIFOLDS | 496.76 | 8.298 | 1 | 0 | 1 | 84818059 | 400253CNP80 00001 | 400253CNP80 00001
400253MN | MANIFOLDS | BRASS BAR MANIFOLDS | CI 562MN/13 1" X EK | NC | CI MANIFOLDS | 506.82 | 8.951 | 1 | 0 | 1 | 84818059 | 400253MN 00001 | 400253MN 00001
400253MNIV | MANIFOLDS | BRASS BAR MANIFOLDS | CI 562MN/13 1" X EK | NC | CI MANIFOLDS | 506.82 | 8.951 | 1 | 0 | 1 | 84818059 | 400253MNIV 00001 | 400253MNIV 00001
400253MNP80 | MANIFOLDS | BRASS BAR MANIFOLDS | CI 562MN/13 1 X EK P80 | NC | CI MANIFOLDS | 506.82 | 8.951 | 1 | 0 | 1 | 84818059 | 400253MNP80 00001 | 400253MNP80 00001
400282CN | MANIFOLDS | BRASS BAR MANIFOLDS | CI 562CN/02 1"1/4 X EK | NC | CI MANIFOLDS | 118.84 | 2.271 | 1 | 0 | 1 | 84818059 | 400282CN 00001 | 400282CN 00001
400282MN | MANIFOLDS | BRASS BAR MANIFOLDS | CI 562MN/02 1"1/4 X EK | NC | CI MANIFOLDS | 120.35 | 2.249 | 1 | 0 | 1 | 84818059 | 400282MN 00001 | 400282MN 00001
400283CN | MANIFOLDS | BRASS BAR MANIFOLDS | CI 562CN/03 1"1/4 X EK | NC | CI MANIFOLDS | 162.56 | 3.02 | 1 | 0 | 1 | 84818059 | 400283CN 00001 | 400283CN 00001
400283MN | MANIFOLDS | BRASS BAR MANIFOLDS | CI 562MN/03 1"1/4 X EK | NC | CI MANIFOLDS | 164.78 | 3.029 | 1 | 0 | 1 | 84818059 | 400283MN 00001 | 400283MN 00001
400284CN | MANIFOLDS | BRASS BAR MANIFOLDS | CI 562CN/04 1"1/4 X EK | NC | CI MANIFOLDS | 206.43 | 3.816 | 1 | 0 | 1 | 84818059 | 400284CN 00001 | 400284CN 00001
400284MN | MANIFOLDS | BRASS BAR MANIFOLDS | CI 562MN/04 1"1/4 X EK | NC | CI MANIFOLDS | 209.39 | 3.82 | 1 | 0 | 1 | 84818059 | 400284MN 00001 | 400284MN 00001
400285CN | MANIFOLDS | BRASS BAR MANIFOLDS | CI 562CN/05 1"1/4 X EK | NC | CI MANIFOLDS | 250.15 | 4.596 | 1 | 0 | 1 | 84818059 | 400285CN 00001 | 400285CN 00001
400285MN | MANIFOLDS | BRASS BAR MANIFOLDS | CI 562MN/05 1"1/4 X EK | NC | CI MANIFOLDS | 253.87 | 4.6 | 1 | 0 | 1 | 84818059 | 400285MN 00001 | 400285MN 00001
400286CN | MANIFOLDS | BRASS BAR MANIFOLDS | CI 562CN/06 1"1/4 X EK | NC | CI MANIFOLDS | 294.08 | 0 | 1 | 0 | 1 | 84818059 | 400286CN 00001 | 400286CN 00001
400286MN | MANIFOLDS | BRASS BAR MANIFOLDS | CI 562MN/06 1"1/4 X EK | NC | CI MANIFOLDS | 298.49 | 5.386 | 1 | 0 | 1 | 84818059 | 400286MN 00001 | 400286MN 00001
400287CN | MANIFOLDS | BRASS BAR MANIFOLDS | CI 562CN/07 1"1/4 X EK | NC | CI MANIFOLDS | 337.73 | 0 | 1 | 0 | 1 | 84818059 | 400287CN 00001 | 400287CN 00001
400287MN | MANIFOLDS | BRASS BAR MANIFOLDS | CI 562MN/07 1"1/4 X EK | NC | CI MANIFOLDS | 342.94 | 6.176 | 1 | 0 | 1 | 84818059 | 400287MN 00001 | 400287MN 00001
400288CN | MANIFOLDS | BRASS BAR MANIFOLDS | CI 562CN/08 1"1/4 X EK | NC | CI MANIFOLDS | 381.67 | 6.919 | 1 | 0 | 1 | 84818059 | 400288CN 00001 | 400288CN 00001
400288MN | MANIFOLDS | BRASS BAR MANIFOLDS | CI 562MN/08 1"1/4 X EK | NC | CI MANIFOLDS | 387.61 | 6.956 | 1 | 0 | 1 | 84818059 | 400288MN 00001 | 400288MN 00001
400289CN | MANIFOLDS | BRASS BAR MANIFOLDS | CI 562CN/09 1"1/4 X EK | NC | CI MANIFOLDS | 425.35 | 7.731 | 1 | 0 | 1 | 84818059 | 400289CN 00001 | 400289CN 00001
400289MN | MANIFOLDS | BRASS BAR MANIFOLDS | CI 562MN/09 1"1/4 X EK | NC | CI MANIFOLDS | 432.04 | 7.737 | 1 | 0 | 1 | 84818059 | 400289MN 00001 | 400289MN 00001
400290CN | MANIFOLDS | BRASS BAR MANIFOLDS | CI 562CN/10 1"1/4 X EK | NC | CI MANIFOLDS | 469.13 | 8.473 | 1 | 0 | 1 | 84818059 | 400290CN 00001 | 400290CN 00001
400290MN | MANIFOLDS | BRASS BAR MANIFOLDS | CI 562MN/10 1"1/4 X EK | NC | CI MANIFOLDS | 476.54 | 8.512 | 1 | 0 | 1 | 84818059 | 400290MN 00001 | 400290MN 00001
400291CN | MANIFOLDS | BRASS BAR MANIFOLDS | CI 562CN/11 1"1/4 X EK | NC | CI MANIFOLDS | 512.99 | 9.273 | 1 | 0 | 1 | 84818059 | 400291CN 00001 | 400291CN 00001
400291MN | MANIFOLDS | BRASS BAR MANIFOLDS | CI 562MN/11 1"1/4 X EK | NC | CI MANIFOLDS | 521.11 | 9.316 | 1 | 0 | 1 | 84818059 | 400291MN 00001 | 400291MN 00001
400292CN | MANIFOLDS | BRASS BAR MANIFOLDS | CI 562CN/12 1"1/4 X EK | NC | CI MANIFOLDS | 556.72 | 10.02 | 1 | 0 | 1 | 84818059 | 400292CN 00001 | 400292CN 00001
400292MN | MANIFOLDS | BRASS BAR MANIFOLDS | CI 562MN/12 1"1/4 X EK | NC | CI MANIFOLDS | 565.62 | 10.101 | 1 | 0 | 1 | 84818059 | 400292MN 00001 | 400292MN 00001
400293CN | MANIFOLDS | BRASS BAR MANIFOLDS | CI 562CN/13 1"1/4 X EK | NC | CI MANIFOLDS | 600.44 | 10.846 | 1 | 0 | 1 | 84818059 | 400293CN 00001 | 400293CN 00001
400293MN | MANIFOLDS | BRASS BAR MANIFOLDS | CI 562MN/13 1"1/4 X EK | NC | CI MANIFOLDS | 610.06 | 10.975 | 1 | 0 | 1 | 84818059 | 400293MN 00001 | 400293MN 00001
400342CN | MANIFOLDS | BRASS BAR MANIFOLDS | CI 594CN/02 1"1/4XEK SP | NC | CI MANIFOLDS | 141.46 | 0 | 1 | 0 | 1 | 84818059 | 400342CN 00001 | 400342CN 00001
400342MN | MANIFOLDS | BRASS BAR MANIFOLDS | CI 594MN/02 1"1/4XEK SP | NC | CI MANIFOLDS | 142.92 | 0 | 1 | 0 | 1 | 84818059 | 400342MN 00001 | 400342MN 00001
400343CN | MANIFOLDS | BRASS BAR MANIFOLDS | CI 594CN/03 1"1/4XEK SP | NC | CI MANIFOLDS | 185.2 | 0 | 1 | 0 | 1 | 84818059 | 400343CN 00001 | 400343CN 00001
400343MN | MANIFOLDS | BRASS BAR MANIFOLDS | CI 594MN/03 1"1/4XEK SP | NC | CI MANIFOLDS | 187.39 | 3.597 | 1 | 0 | 1 | 84818059 | 400343MN 00001 | 400343MN 00001
400344CN | MANIFOLDS | BRASS BAR MANIFOLDS | CI 594CN/04 1"1/4XEK SP | NC | CI MANIFOLDS | 229.07 | 0 | 1 | 0 | 1 | 84818059 | 400344CN 00001 | 400344CN 00001
400344MN | MANIFOLDS | BRASS BAR MANIFOLDS | CI 594MN/04 1"1/4XEK SP | NC | CI MANIFOLDS | 232.01 | 4.362 | 1 | 0 | 1 | 84818059 | 400344MN 00001 | 400344MN 00001
400345CN | MANIFOLDS | BRASS BAR MANIFOLDS | CI 594CN/05 1"1/4XEK SP | NC | CI MANIFOLDS | 272.79 | 5.552 | 1 | 0 | 1 | 84818059 | 400345CN 00001 | 400345CN 00001
400345MN | MANIFOLDS | BRASS BAR MANIFOLDS | CI 594MN/05 1"1/4XEK SP | NC | CI MANIFOLDS | 276.49 | 5.182 | 1 | 0 | 1 | 84818059 | 400345MN 00001 | 400345MN 00001
400346CN | MANIFOLDS | BRASS BAR MANIFOLDS | CI 594CN/06 1"1/4XEK SP | NC | CI MANIFOLDS | 316.65 | 5.391 | 1 | 0 | 1 | 84818059 | 400346CN 00001 | 400346CN 00001
400346MN | MANIFOLDS | BRASS BAR MANIFOLDS | CI 594MN/06 1"1/4XEK SP | NC | CI MANIFOLDS | 321.13 | 5.95 | 1 | 0 | 1 | 84818059 | 400346MN 00001 | 400346MN 00001
400347CN | MANIFOLDS | BRASS BAR MANIFOLDS | CI 594CN/07 1"1/4XEK SP | NC | CI MANIFOLDS | 360.38 | 0 | 1 | 0 | 1 | 84818059 | 400347CN 00001 | 400347CN 00001
400347MN | MANIFOLDS | BRASS BAR MANIFOLDS | CI 594MN/07 1"1/4XEK SP | NC | CI MANIFOLDS | 365.6 | 6.732 | 1 | 0 | 1 | 84818059 | 400347MN 00001 | 400347MN 00001
400348CN | MANIFOLDS | BRASS BAR MANIFOLDS | CI 594CN/08 1"1/4XEK SP | NC | CI MANIFOLDS | 404.3 | 0 | 1 | 0 | 1 | 84818059 | 400348CN 00001 | 400348CN 00001
400348MN | MANIFOLDS | BRASS BAR MANIFOLDS | CI 594MN/08 1"1/4XEK SP | NC | CI MANIFOLDS | 410.25 | 7.524 | 1 | 0 | 1 | 84818059 | 400348MN 00001 | 400348MN 00001
400349CN | MANIFOLDS | BRASS BAR MANIFOLDS | CI 594CN/09 1"1/4XEK SP | NC | CI MANIFOLDS | 447.99 | 0 | 1 | 0 | 1 | 84818059 | 400349CN 00001 | 400349CN 00001
400349MN | MANIFOLDS | BRASS BAR MANIFOLDS | CI 594MN/09 1"1/4XEK SP | NC | CI MANIFOLDS | 454.64 | 0 | 1 | 0 | 1 | 84818059 | 400349MN 00001 | 400349MN 00001
400350CN | MANIFOLDS | BRASS BAR MANIFOLDS | CI 594CN/10 1"1/4XEK SP | NC | CI MANIFOLDS | 491.75 | 0 | 1 | 0 | 1 | 84818059 | 400350CN 00001 | 400350CN 00001
400350MN | MANIFOLDS | BRASS BAR MANIFOLDS | CI 594MN/10 1"1/4XEK SP | NC | CI MANIFOLDS | 499.14 | 9.104 | 1 | 0 | 1 | 84818059 | 400350MN 00001 | 400350MN 00001
400351CN | MANIFOLDS | BRASS BAR MANIFOLDS | CI 594CN/11 1"1/4XEK SP | NC | CI MANIFOLDS | 535.6 | 9.825 | 1 | 0 | 1 | 84818059 | 400351CN 00001 | 400351CN 00001
400351MN | MANIFOLDS | BRASS BAR MANIFOLDS | CI 594MN/11 1"1/4XEK SP | NC | CI MANIFOLDS | 543.73 | 9.928 | 1 | 0 | 1 | 84818059 | 400351MN 00001 | 400351MN 00001
400352CN | MANIFOLDS | BRASS BAR MANIFOLDS | CI 594CN/12 1"1/4XEK SP | NC | CI MANIFOLDS | 579.35 | 0 | 1 | 0 | 1 | 84818059 | 400352CN 00001 | 400352CN 00001
400352MN | MANIFOLDS | BRASS BAR MANIFOLDS | CI 594MN/12 1"1/4XEK SP | NC | CI MANIFOLDS | 588.26 | 10.647 | 1 | 0 | 1 | 84818059 | 400352MN 00001 | 400352MN 00001
500462CN | MANIFOLDS | BRASS BAR MANIFOLDS | CI 555CN/02 1" X EK SP | NC | CI MANIFOLDS | 53.54 | 0.868 | 12 | 0 | 12 | 84818059 | 500462CN 00012 | 500462CN 00012
500462MN | MANIFOLDS | BRASS BAR MANIFOLDS | CI 555MN/02 1" X EK SP | NC | CI MANIFOLDS | 52.51 | 0.887 | 12 | 0 | 12 | 84818059 | 500462MN 00012 | 500462MN 00012
500463CN | MANIFOLDS | BRASS BAR MANIFOLDS | CI 555CN/03 1" X EK SP | NC | CI MANIFOLDS | 73.83 | 1.23 | 8 | 0 | 8 | 84818059 | 500463CN 00008 | 500463CN 00008
500463MN | MANIFOLDS | BRASS BAR MANIFOLDS | CI 555MN/03 1" X EK SP | NC | CI MANIFOLDS | 72.73 | 1.23 | 8 | 0 | 8 | 84818059 | 500463MN 00008 | 500463MN 00008
500464CN | MANIFOLDS | BRASS BAR MANIFOLDS | CI 555CN/04 1" X EK SP | NC | CI MANIFOLDS | 94.19 | 1.57 | 6 | 0 | 6 | 84818059 | 500464CN 00006 | 500464CN 00006
500464MN | MANIFOLDS | BRASS BAR MANIFOLDS | CI 555MN/04 1" X EK SP | NC | CI MANIFOLDS | 92.85 | 1.57 | 6 | 0 | 6 | 84818059 | 500464MN 00006 | 500464MN 00006
500465CN | MANIFOLDS | BRASS BAR MANIFOLDS | CI 555CN/05 1" X EK SP | NC | CI MANIFOLDS | 114.56 | 1.86 | 6 | 0 | 6 | 84818059 | 500465CN 00006 | 500465CN 00006
500465MN | MANIFOLDS | BRASS BAR MANIFOLDS | CI 555MN/05 1" X EK SP | NC | CI MANIFOLDS | 113 | 1.824 | 6 | 0 | 6 | 84818059 | 500465MN 00006 | 500465MN 00006
500466CN | MANIFOLDS | BRASS BAR MANIFOLDS | CI 555CN/06 1" X EK SP | NC | CI MANIFOLDS | 134.97 | 2.2 | 6 | 0 | 6 | 84818059 | 500466CN 00006 | 500466CN 00006
500466MN | MANIFOLDS | BRASS BAR MANIFOLDS | CI 555MN/06 1" X EK SP | NC | CI MANIFOLDS | 133.13 | 2.146 | 6 | 0 | 6 | 84818059 | 500466MN 00006 | 500466MN 00006
500467CN | MANIFOLDS | BRASS BAR MANIFOLDS | CI 555CN/07 1" X EK SP | NC | CI MANIFOLDS | 155.27 | 2.498 | 6 | 0 | 6 | 84818059 | 500467CN 00006 | 500467CN 00006
500467MN | MANIFOLDS | BRASS BAR MANIFOLDS | CI 555MN/07 1" X EK SP | NC | CI MANIFOLDS | 153.34 | 2.586 | 6 | 0 | 6 | 84818059 | 500467MN 00006 | 500467MN 00006
500468CN | MANIFOLDS | BRASS BAR MANIFOLDS | CI 555CN/08 1" X EK SP | NC | CI MANIFOLDS | 175.53 | 2.834 | 6 | 0 | 6 | 84818059 | 500468CN 00006 | 500468CN 00006
500468MN | MANIFOLDS | BRASS BAR MANIFOLDS | CI 555MN/08 1" X EK SP | NC | CI MANIFOLDS | 173.4 | 2.972 | 6 | 0 | 6 | 84818059 | 500468MN 00006 | 500468MN 00006
500469CN | MANIFOLDS | BRASS BAR MANIFOLDS | CI 555CN/09 1" X EK SP | NC | CI MANIFOLDS | 195.89 | 3.176 | 6 | 0 | 6 | 84818059 | 500469CN 00006 | 500469CN 00006
500469MN | MANIFOLDS | BRASS BAR MANIFOLDS | CI 555MN/09 1" X EK SP | NC | CI MANIFOLDS | 193.5 | 0 | 6 | 0 | 6 | 84818059 | 500469MN 00006 | 500469MN 00006
500470CN | MANIFOLDS | BRASS BAR MANIFOLDS | CI 555CN/10 1" X EK SP | NC | CI MANIFOLDS | 216.2 | 3.498 | 6 | 0 | 6 | 84818059 | 500470CN 00006 | 500470CN 00006
500470MN | MANIFOLDS | BRASS BAR MANIFOLDS | CI 555MN/10 1" X EK SP | NC | CI MANIFOLDS | 213.67 | 3.589 | 6 | 0 | 6 | 84818059 | 500470MN 00006 | 500470MN 00006
500471CN | MANIFOLDS | BRASS BAR MANIFOLDS | CI 555CN/11 1" X EK SP | NC | CI MANIFOLDS | 236.54 | 3.8 | 6 | 0 | 6 | 84818059 | 500471CN 00006 | 500471CN 00006
500471MN | MANIFOLDS | BRASS BAR MANIFOLDS | CI 555MN/11 1" X EK SP | NC | CI MANIFOLDS | 233.89 | 3.921 | 6 | 0 | 6 | 84818059 | 500471MN 00006 | 500471MN 00006
500472CN | MANIFOLDS | BRASS BAR MANIFOLDS | CI 555CN/12 1" X EK SP | NC | CI MANIFOLDS | 256.8 | 4.126 | 6 | 0 | 6 | 84818059 | 500472CN 00006 | 500472CN 00006
500472MN | MANIFOLDS | BRASS BAR MANIFOLDS | CI 555MN/12 1" X EK SP | NC | CI MANIFOLDS | 253.93 | 0 | 6 | 0 | 6 | 84818059 | 500472MN 00006 | 500472MN 00006
500922CN | MANIFOLDS | BRASS BAR MANIFOLDS | CI 594CN/02 1" X EK SP | NC | CI MANIFOLDS | 116.89 | 2.3 | 1 | 0 | 1 | 84818059 | 500922CN 00001 | 500922CN 00001
500922CNP80 | MANIFOLDS | BRASS BAR MANIFOLDS | CI 594CN/02 1 X EK SP | NC | CI MANIFOLDS | 116.89 | 2.3 | 1 | 0 | 1 | 84818059 | 500922CNP80 00001 | 500922CNP80 00001
500922MN | MANIFOLDS | BRASS BAR MANIFOLDS | CI 594MN/02 1" X EK SP | NC | CI MANIFOLDS | 118.45 | 2.3 | 1 | 0 | 1 | 84818059 | 500922MN 00001 | 500922MN 00001
500922MNP80 | MANIFOLDS | BRASS BAR MANIFOLDS | CI 594MN/02 1 X EK SP P80 | NC | CI MANIFOLDS | 118.45 | 2.3 | 1 | 0 | 1 | 84818059 | 500922MNP80 00001 | 500922MNP80 00001
500923CN | MANIFOLDS | BRASS BAR MANIFOLDS | CI 594CN/03 1" X EK SP | NC | CI MANIFOLDS | 152.93 | 2.95 | 1 | 0 | 1 | 84818059 | 500923CN 00001 | 500923CN 00001
500923CNP80 | MANIFOLDS | BRASS BAR MANIFOLDS | CI 594CN/03 1 X EK SP | NC | CI MANIFOLDS | 152.93 | 2.95 | 1 | 0 | 1 | 84818059 | 500923CNP80 00001 | 500923CNP80 00001
500923MN | MANIFOLDS | BRASS BAR MANIFOLDS | CI 594MN/03 1" X EK SP | NC | CI MANIFOLDS | 155.22 | 2.95 | 1 | 0 | 1 | 84818059 | 500923MN 00001 | 500923MN 00001
500923MNP80 | MANIFOLDS | BRASS BAR MANIFOLDS | CI 594MN/03 1 X EK SP P80 | NC | CI MANIFOLDS | 155.22 | 2.95 | 1 | 0 | 1 | 84818059 | 500923MNP80 00001 | 500923MNP80 00001
500924CN | MANIFOLDS | BRASS BAR MANIFOLDS | CI 594CN/04 1" X EK SP | NC | CI MANIFOLDS | 188.94 | 3.56 | 1 | 0 | 1 | 84818059 | 500924CN 00001 | 500924CN 00001
500924CNP80 | MANIFOLDS | BRASS BAR MANIFOLDS | CI 594CN/04 1 X EK SP | NC | CI MANIFOLDS | 188.94 | 3.56 | 1 | 0 | 1 | 84818059 | 500924CNP80 00001 | 500924CNP80 00001
500924MN | MANIFOLDS | BRASS BAR MANIFOLDS | CI 594MN/04 1" X EK SP | NC | CI MANIFOLDS | 192.04 | 3.595 | 1 | 0 | 1 | 84818059 | 500924MN 00001 | 500924MN 00001
500924MNP80 | MANIFOLDS | BRASS BAR MANIFOLDS | CI 594MN/04 1 X EK SP P80 | NC | CI MANIFOLDS | 192.04 | 3.595 | 1 | 0 | 1 | 84818059 | 500924MNP80 00001 | 500924MNP80 00001
500925CN | MANIFOLDS | BRASS BAR MANIFOLDS | CI 594CN/05 1" X EK SP | NC | CI MANIFOLDS | 224.84 | 4.198 | 1 | 0 | 1 | 84818059 | 500925CN 00001 | 500925CN 00001
500925CNP80 | MANIFOLDS | BRASS BAR MANIFOLDS | CI 594CN/05 1 X EK SP | NC | CI MANIFOLDS | 224.84 | 4.198 | 1 | 0 | 1 | 84818059 | 500925CNP80 00001 | 500925CNP80 00001
500925MN | MANIFOLDS | BRASS BAR MANIFOLDS | CI 594MN/05 1" X EK SP | NC | CI MANIFOLDS | 228.73 | 4.265 | 1 | 0 | 1 | 84818059 | 500925MN 00001 | 500925MN 00001
500925MNP80 | MANIFOLDS | BRASS BAR MANIFOLDS | CI 594MN/05 1 X EK SP P80 | NC | CI MANIFOLDS | 228.73 | 4.265 | 1 | 0 | 1 | 84818059 | 500925MNP80 00001 | 500925MNP80 00001
500926CN | MANIFOLDS | BRASS BAR MANIFOLDS | CI 594CN/06 1" X EK SP | NC | CI MANIFOLDS | 260.84 | 4.89 | 1 | 0 | 1 | 84818059 | 500926CN 00001 | 500926CN 00001
500926CNP80 | MANIFOLDS | BRASS BAR MANIFOLDS | CI 594CN/06 1 X EK SP | NC | CI MANIFOLDS | 260.84 | 4.89 | 1 | 0 | 1 | 84818059 | 500926CNP80 00001 | 500926CNP80 00001
500926MN | MANIFOLDS | BRASS BAR MANIFOLDS | CI 594MN/06 1" X EK SP | NC | CI MANIFOLDS | 265.58 | 4.89 | 1 | 0 | 1 | 84818059 | 500926MN 00001 | 500926MN 00001
500926MNP80 | MANIFOLDS | BRASS BAR MANIFOLDS | CI 594MN/06 1 X EK SP P80 | NC | CI MANIFOLDS | 265.58 | 4.89 | 1 | 0 | 1 | 84818059 | 500926MNP80 00001 | 500926MNP80 00001
500927CN | MANIFOLDS | BRASS BAR MANIFOLDS | CI 594CN/07 1" X EK SP | NC | CI MANIFOLDS | 296.91 | 5.54 | 1 | 0 | 1 | 84818059 | 500927CN 00001 | 500927CN 00001
500927CNP80 | MANIFOLDS | BRASS BAR MANIFOLDS | CI 594CN/07 1 X EK SP | NC | CI MANIFOLDS | 296.91 | 5.54 | 1 | 0 | 1 | 84818059 | 500927CNP80 00001 | 500927CNP80 00001
500927MN | MANIFOLDS | BRASS BAR MANIFOLDS | CI 594MN/07 1" X EK SP | NC | CI MANIFOLDS | 302.33 | 5.54 | 1 | 0 | 1 | 84818059 | 500927MN 00001 | 500927MN 00001
500927MNP80 | MANIFOLDS | BRASS BAR MANIFOLDS | CI 594MN/07 1 X EK SP P80 | NC | CI MANIFOLDS | 302.33 | 5.54 | 1 | 0 | 1 | 84818059 | 500927MNP80 00001 | 500927MNP80 00001
500928CN | MANIFOLDS | BRASS BAR MANIFOLDS | CI 594CN/08 1" X EK SP | NC | CI MANIFOLDS | 332.85 | 6.2 | 1 | 0 | 1 | 84818059 | 500928CN 00001 | 500928CN 00001
500928CNP80 | MANIFOLDS | BRASS BAR MANIFOLDS | CI 594CN/08 1 X EK SP | NC | CI MANIFOLDS | 332.85 | 6.2 | 1 | 0 | 1 | 84818059 | 500928CNP80 00001 | 500928CNP80 00001
500928MN | MANIFOLDS | BRASS BAR MANIFOLDS | CI 594MN/08 1" X EK SP | NC | CI MANIFOLDS | 339.11 | 6.2 | 1 | 0 | 1 | 84818059 | 500928MN 00001 | 500928MN 00001
500928MNP80 | MANIFOLDS | BRASS BAR MANIFOLDS | CI 594MN/08 1 X EK SP P80 | NC | CI MANIFOLDS | 339.11 | 6.2 | 1 | 0 | 1 | 84818059 | 500928MNP80 00001 | 500928MNP80 00001
500929CN | MANIFOLDS | BRASS BAR MANIFOLDS | CI 594CN/09 1" X EK SP | NC | CI MANIFOLDS | 368.9 | 6.85 | 1 | 0 | 1 | 84818059 | 500929CN 00001 | 500929CN 00001
500929CNP80 | MANIFOLDS | BRASS BAR MANIFOLDS | CI 594CN/09 1 X EK SP | NC | CI MANIFOLDS | 368.9 | 6.85 | 1 | 0 | 1 | 84818059 | 500929CNP80 00001 | 500929CNP80 00001
500929MN | MANIFOLDS | BRASS BAR MANIFOLDS | CI 594MN/09 1" X EK SP | NC | CI MANIFOLDS | 375.89 | 6.85 | 1 | 0 | 1 | 84818059 | 500929MN 00001 | 500929MN 00001
500929MNP80 | MANIFOLDS | BRASS BAR MANIFOLDS | CI 594MN/09 1 X EK SP P80 | NC | CI MANIFOLDS | 375.89 | 6.85 | 1 | 0 | 1 | 84818059 | 500929MNP80 00001 | 500929MNP80 00001
500930CN | MANIFOLDS | BRASS BAR MANIFOLDS | CI 594CN/10 1" X EK SP | NC | CI MANIFOLDS | 404.85 | 7.5 | 1 | 0 | 1 | 84818059 | 500930CN 00001 | 500930CN 00001
500930CNP80 | MANIFOLDS | BRASS BAR MANIFOLDS | CI 594CN/10 1 X EK SP | NC | CI MANIFOLDS | 404.85 | 7.5 | 1 | 0 | 1 | 84818059 | 500930CNP80 00001 | 500930CNP80 00001
500930MN | MANIFOLDS | BRASS BAR MANIFOLDS | CI 594MN/10 1" X EK SP | NC | CI MANIFOLDS | 412.55 | 7.5 | 1 | 0 | 1 | 84818059 | 500930MN 00001 | 500930MN 00001
500930MNP80 | MANIFOLDS | BRASS BAR MANIFOLDS | CI 594MN/10 1 X EK SP P80 | NC | CI MANIFOLDS | 412.55 | 7.5 | 1 | 0 | 1 | 84818059 | 500930MNP80 00001 | 500930MNP80 00001
500931CN | MANIFOLDS | BRASS BAR MANIFOLDS | CI 594CN/11 1" X EK SP | NC | CI MANIFOLDS | 440.85 | 8.15 | 1 | 0 | 1 | 84818059 | 500931CN 00001 | 500931CN 00001
500931CNP80 | MANIFOLDS | BRASS BAR MANIFOLDS | CI 594CN/11 1 X EK SP | NC | CI MANIFOLDS | 440.85 | 8.15 | 1 | 0 | 1 | 84818059 | 500931CNP80 00001 | 500931CNP80 00001
500931MN | MANIFOLDS | BRASS BAR MANIFOLDS | CI 594MN/11 1" X EK SP | NC | CI MANIFOLDS | 449.41 | 8.15 | 1 | 0 | 1 | 84818059 | 500931MN 00001 | 500931MN 00001
500931MNP80 | MANIFOLDS | BRASS BAR MANIFOLDS | CI 594MN/11 1 X EK SP P80 | NC | CI MANIFOLDS | 449.41 | 8.15 | 1 | 0 | 1 | 84818059 | 500931MNP80 00001 | 500931MNP80 00001
500932CN | MANIFOLDS | BRASS BAR MANIFOLDS | CI 594CN/12 1" X EK SP | NC | CI MANIFOLDS | 476.79 | 8.8 | 1 | 0 | 1 | 84818059 | 500932CN 00001 | 500932CN 00001
500932CNP80 | MANIFOLDS | BRASS BAR MANIFOLDS | CI 594CN/12 1 X EK SP | NC | CI MANIFOLDS | 476.79 | 8.8 | 1 | 0 | 1 | 84818059 | 500932CNP80 00001 | 500932CNP80 00001
500932MN | MANIFOLDS | BRASS BAR MANIFOLDS | CI 594MN/12 1" X EK SP | NC | CI MANIFOLDS | 486.18 | 8.8 | 1 | 0 | 1 | 84818059 | 500932MN 00001 | 500932MN 00001
500932MNP80 | MANIFOLDS | BRASS BAR MANIFOLDS | CI 594MN/12 1 X EK SP P80 | NC | CI MANIFOLDS | 486.18 | 8.8 | 1 | 0 | 1 | 84818059 | 500932MNP80 00001 | 500932MNP80 00001
500962N | MANIFOLDS | BRASS BAR MANIFOLDS | CI 553N/02 1" X EK SP | NC | CI MANIFOLDS | 46.22 | 0.839 | 12 | 0 | 12 | 84818059 | 500962N 00012 | 500962N 00012
500963N | MANIFOLDS | BRASS BAR MANIFOLDS | CI 553N/03 1" X EK SP | NC | CI MANIFOLDS | 62.83 | 1.145 | 8 | 0 | 8 | 84818059 | 500963N 00008 | 500963N 00008
500964N | MANIFOLDS | BRASS BAR MANIFOLDS | CI 553N/04 1" X EK SP | NC | CI MANIFOLDS | 79.53 | 1.405 | 6 | 0 | 6 | 84818059 | 500964N 00006 | 500964N 00006
500965N | MANIFOLDS | BRASS BAR MANIFOLDS | CI 553N/05 1" X EK SP | NC | CI MANIFOLDS | 96.15 | 1.772 | 6 | 0 | 6 | 84818059 | 500965N 00006 | 500965N 00006
500966N | MANIFOLDS | BRASS BAR MANIFOLDS | CI 553N/06 1" X EK SP | NC | CI MANIFOLDS | 112.85 | 2.084 | 6 | 0 | 6 | 84818059 | 500966N 00006 | 500966N 00006
500967N | MANIFOLDS | BRASS BAR MANIFOLDS | CI 553N/07 1" X EK SP | NC | CI MANIFOLDS | 129.58 | 2.4 | 6 | 0 | 6 | 84818059 | 500967N 00006 | 500967N 00006
500968N | MANIFOLDS | BRASS BAR MANIFOLDS | CI 553N/08 1" X EK SP | NC | CI MANIFOLDS | 146.19 | 2.706 | 6 | 0 | 6 | 84818059 | 500968N 00006 | 500968N 00006
500969N | MANIFOLDS | BRASS BAR MANIFOLDS | CI 553N/09 1" X EK SP | NC | CI MANIFOLDS | 162.9 | 2.94 | 6 | 0 | 6 | 84818059 | 500969N 00006 | 500969N 00006
500970N | MANIFOLDS | BRASS BAR MANIFOLDS | CI 553N/10 1" X EK SP | NC | CI MANIFOLDS | 179.51 | 3.16 | 6 | 0 | 6 | 84818059 | 500970N 00006 | 500970N 00006
500971N | MANIFOLDS | BRASS BAR MANIFOLDS | CI 553N/11 1" X EK SP | NC | CI MANIFOLDS | 196.22 | 3.608 | 6 | 0 | 6 | 84818059 | 500971N 00006 | 500971N 00006
500972N | MANIFOLDS | BRASS BAR MANIFOLDS | CI 553N/12 1" X EK SP | NC | CI MANIFOLDS | 212.95 | 3.92 | 6 | 0 | 6 | 84818059 | 500972N 00006 | 500972N 00006
501650CN | MANIFOLDS | BRASS BAR MANIFOLDS | CI 554CN/02 1" X EK | NC | CI MANIFOLDS | 42.89 | 0.688 | 12 | 0 | 12 | 84818059 | 501650CN 00012 | 501650CN 00012
501650MN | MANIFOLDS | BRASS BAR MANIFOLDS | CI 554MN/02 1" X EK | NC | CI MANIFOLDS | 44.45 | 0.702 | 12 | 0 | 12 | 84818059 | 501650MN 00012 | 501650MN 00012
501651CN | MANIFOLDS | BRASS BAR MANIFOLDS | CI 554CN/03 1" X EK | NC | CI MANIFOLDS | 62.29 | 1.011 | 12 | 0 | 12 | 84818059 | 501651CN 00012 | 501651CN 00012
501651MN | MANIFOLDS | BRASS BAR MANIFOLDS | CI 554MN/03 1" X EK | NC | CI MANIFOLDS | 64.66 | 1.048 | 12 | 0 | 12 | 84818059 | 501651MN 00012 | 501651MN 00012
501652CN | MANIFOLDS | BRASS BAR MANIFOLDS | CI 554CN/04 1" X EK | NC | CI MANIFOLDS | 81.67 | 1.342 | 8 | 0 | 8 | 84818059 | 501652CN 00008 | 501652CN 00008
501652MN | MANIFOLDS | BRASS BAR MANIFOLDS | CI 554MN/04 1" X EK | NC | CI MANIFOLDS | 84.8 | 1.394 | 8 | 0 | 8 | 84818059 | 501652MN 00008 | 501652MN 00008
501653CN | MANIFOLDS | BRASS BAR MANIFOLDS | CI 554CN/05 1" X EK | NC | CI MANIFOLDS | 101.01 | 1.674 | 6 | 0 | 6 | 84818059 | 501653CN 00006 | 501653CN 00006
501653MN | MANIFOLDS | BRASS BAR MANIFOLDS | CI 554MN/05 1" X EK | NC | CI MANIFOLDS | 104.89 | 1.707 | 6 | 0 | 6 | 84818059 | 501653MN 00006 | 501653MN 00006
501654CN | MANIFOLDS | BRASS BAR MANIFOLDS | CI 554CN/06 1" X EK | NC | CI MANIFOLDS | 120.39 | 1.966 | 6 | 0 | 6 | 84818059 | 501654CN 00006 | 501654CN 00006
501654CNIV | MANIFOLDS | BRASS BAR MANIFOLDS | CI 554CN/06 1 X EK | NC | CI MANIFOLDS | 120.39 | 1.966 | 6 | 0 | 6 | 84818059 | 501654CNIV 00006 | 501654CNIV 00006
501654MN | MANIFOLDS | BRASS BAR MANIFOLDS | CI 554MN/06 1" X EK | NC | CI MANIFOLDS | 125.06 | 2.086 | 6 | 0 | 6 | 84818059 | 501654MN 00006 | 501654MN 00006
501655CN | MANIFOLDS | BRASS BAR MANIFOLDS | CI 554CN/07 1" X EK | NC | CI MANIFOLDS | 139.78 | 2.316 | 6 | 0 | 6 | 84818059 | 501655CN 00006 | 501655CN 00006
501655MN | MANIFOLDS | BRASS BAR MANIFOLDS | CI 554MN/07 1" X EK | NC | CI MANIFOLDS | 145.26 | 2.384 | 6 | 0 | 6 | 84818059 | 501655MN 00006 | 501655MN 00006
501656CN | MANIFOLDS | BRASS BAR MANIFOLDS | CI 554CN/08 1" X EK | NC | CI MANIFOLDS | 159.09 | 2.625 | 6 | 0 | 6 | 84818059 | 501656CN 00006 | 501656CN 00006
501656MN | MANIFOLDS | BRASS BAR MANIFOLDS | CI 554MN/08 1" X EK | NC | CI MANIFOLDS | 165.33 | 2.778 | 6 | 0 | 6 | 84818059 | 501656MN 00006 | 501656MN 00006
501657CN | MANIFOLDS | BRASS BAR MANIFOLDS | CI 554CN/09 1" X EK | NC | CI MANIFOLDS | 178.45 | 2.942 | 6 | 0 | 6 | 84818059 | 501657CN 00006 | 501657CN 00006
501657MN | MANIFOLDS | BRASS BAR MANIFOLDS | CI 554MN/09 1" X EK | NC | CI MANIFOLDS | 185.43 | 3.134 | 6 | 0 | 6 | 84818059 | 501657MN 00006 | 501657MN 00006
501658CN | MANIFOLDS | BRASS BAR MANIFOLDS | CI 554CN/10 1" X EK | NC | CI MANIFOLDS | 197.83 | 3.307 | 6 | 0 | 6 | 84818059 | 501658CN 00006 | 501658CN 00006
501658MN | MANIFOLDS | BRASS BAR MANIFOLDS | CI 554MN/10 1" X EK | NC | CI MANIFOLDS | 205.56 | 3.47 | 6 | 0 | 6 | 84818059 | 501658MN 00006 | 501658MN 00006
501659CN | MANIFOLDS | BRASS BAR MANIFOLDS | CI 554CN/11 1" X EK | NC | CI MANIFOLDS | 217.2 | 3.634 | 6 | 0 | 6 | 84818059 | 501659CN 00006 | 501659CN 00006
501659MN | MANIFOLDS | BRASS BAR MANIFOLDS | CI 554MN/11 1" X EK | NC | CI MANIFOLDS | 225.77 | 3.816 | 6 | 0 | 6 | 84818059 | 501659MN 00006 | 501659MN 00006
501660CN | MANIFOLDS | BRASS BAR MANIFOLDS | CI 554CN/12 1" X EK | NC | CI MANIFOLDS | 236.54 | 3.923 | 6 | 0 | 6 | 84818059 | 501660CN 00006 | 501660CN 00006
501660MN | MANIFOLDS | BRASS BAR MANIFOLDS | CI 554MN/12 1" X EK | NC | CI MANIFOLDS | 245.83 | 4.162 | 6 | 0 | 6 | 84818059 | 501660MN 00006 | 501660MN 00006
501661CN | MANIFOLDS | BRASS BAR MANIFOLDS | CI 554CN/13 1" X EK | NC | CI MANIFOLDS | 255.93 | 0 | 6 | 0 | 6 | 84818059 | 501661CN 00006 | 501661CN 00006
501661MN | MANIFOLDS | BRASS BAR MANIFOLDS | CI 554MN/13 1" X EK | NC | CI MANIFOLDS | 266.04 | 4.508 | 6 | 0 | 6 | 84818059 | 501661MN 00006 | 501661MN 00006
502162NIV | MANIFOLDS | BRASS BAR MANIFOLDS | CI 551N/02 1" X EK | NC | CI MANIFOLDS | 97.99 | 1.835 | 1 | 0 | 1 | 84818059 | 502162NIV 00001 | 502162NIV 00001
502163NIV | MANIFOLDS | BRASS BAR MANIFOLDS | CI 551N/03 1" X EK | NC | CI MANIFOLDS | 133.08 | 2.468 | 1 | 0 | 1 | 84818059 | 502163NIV 00001 | 502163NIV 00001
502164NIV | MANIFOLDS | BRASS BAR MANIFOLDS | CI 551N/04 1" X EK | NC | CI MANIFOLDS | 168.14 | 3.084 | 1 | 0 | 1 | 84818059 | 502164NIV 00001 | 502164NIV 00001
502165NIV | MANIFOLDS | BRASS BAR MANIFOLDS | CI 551N/05 1" X EK | NC | CI MANIFOLDS | 203.23 | 3.703 | 1 | 0 | 1 | 84818059 | 502165NIV 00001 | 502165NIV 00001
502166NIV | MANIFOLDS | BRASS BAR MANIFOLDS | CI 551N/06 1" X EK | NC | CI MANIFOLDS | 238.29 | 4.325 | 1 | 0 | 1 | 84818059 | 502166NIV 00001 | 502166NIV 00001
502167NIV | MANIFOLDS | BRASS BAR MANIFOLDS | CI 551N/07 1" X EK | NC | CI MANIFOLDS | 273.39 | 4.966 | 1 | 0 | 1 | 84818059 | 502167NIV 00001 | 502167NIV 00001
502168NIV | MANIFOLDS | BRASS BAR MANIFOLDS | CI 551N/08 1" X EK | NC | CI MANIFOLDS | 308.46 | 6.7 | 1 | 0 | 1 | 84818059 | 502168NIV 00001 | 502168NIV 00001
502169NIV | MANIFOLDS | BRASS BAR MANIFOLDS | CI 551N/09 1" X EK | NC | CI MANIFOLDS | 343.53 | 6.16 | 1 | 0 | 1 | 84818059 | 502169NIV 00001 | 502169NIV 00001
502170NIV | MANIFOLDS | BRASS BAR MANIFOLDS | CI 551N/10 1" X EK | NC | CI MANIFOLDS | 378.6 | 6.739 | 1 | 0 | 1 | 84818059 | 502170NIV 00001 | 502170NIV 00001
502171NIV | MANIFOLDS | BRASS BAR MANIFOLDS | CI 551N/11 1" X EK | NC | CI MANIFOLDS | 413.67 | 0 | 1 | 0 | 1 | 84818059 | 502171NIV 00001 | 502171NIV 00001
502172NIV | MANIFOLDS | BRASS BAR MANIFOLDS | CI 551N/12 1" X EK | NC | CI MANIFOLDS | 448.76 | 0 | 1 | 0 | 1 | 84818059 | 502172NIV 00001 | 502172NIV 00001
502173NIV | MANIFOLDS | BRASS BAR MANIFOLDS | CI 551N/13 1" X EK | NC | CI MANIFOLDS | 483.82 | 0 | 1 | 0 | 1 | 84818059 | 502173NIV 00001 | 502173NIV 00001
560002S | MANIFOLDS | BRASS BAR MANIFOLDS | CI 553/02 1"1/2 X 3/4F SP | NC | CI MANIFOLDS | 88.47 | 1.653 | 1 | 0 | 1 | 84818059 | 560002S 00001 | 560002S 00001
560003S | MANIFOLDS | BRASS BAR MANIFOLDS | CI 553/03 1"1/2 X 3/4F SP | NC | CI MANIFOLDS | 117.32 | 2.201 | 1 | 0 | 1 | 84818059 | 560003S 00001 | 560003S 00001
560004S | MANIFOLDS | BRASS BAR MANIFOLDS | CI 553/04 1"1/2 X 3/4F SP | NC | CI MANIFOLDS | 146.09 | 2.37 | 1 | 0 | 1 | 84818059 | 560004S 00001 | 560004S 00001
560005S | MANIFOLDS | BRASS BAR MANIFOLDS | CI 553/05 1"1/2 X 3/4F SP | NC | CI MANIFOLDS | 174.95 | 0.1 | 1 | 0 | 1 | 84818059 | 560005S 00001 | 560005S 00001
560006S | MANIFOLDS | BRASS BAR MANIFOLDS | CI 553/06 1"1/2 X 3/4F SP | NC | CI MANIFOLDS | 203.82 | 3.466 | 1 | 0 | 1 | 84818059 | 560006S 00001 | 560006S 00001
560007S | MANIFOLDS | BRASS BAR MANIFOLDS | CI 553/07 1"1/2 X 3/4F SP | NC | CI MANIFOLDS | 232.57 | 4.405 | 1 | 0 | 1 | 84818059 | 560007S 00001 | 560007S 00001
560008S | MANIFOLDS | BRASS BAR MANIFOLDS | CI 553/08 1"1/2 X 3/4F SP | NC | CI MANIFOLDS | 261.41 | 5.49 | 1 | 0 | 1 | 84818059 | 560008S 00001 | 560008S 00001
560009S | MANIFOLDS | BRASS BAR MANIFOLDS | CI 553/09 1"1/2 X 3/4F SP | NC | CI MANIFOLDS | 290.23 | 5.102 | 1 | 0 | 1 | 84818059 | 560009S 00001 | 560009S 00001
560010S | MANIFOLDS | BRASS BAR MANIFOLDS | CI 553/10 1"1/2 X 3/4F SP | NC | CI MANIFOLDS | 319.04 | 5.655 | 1 | 0 | 1 | 84818059 | 560010S 00001 | 560010S 00001
560011S | MANIFOLDS | BRASS BAR MANIFOLDS | CI 553/11 1"1/2 X 3/4F SP | NC | CI MANIFOLDS | 347.85 | 6.188 | 1 | 0 | 1 | 84818059 | 560011S 00001 | 560011S 00001
560012S | MANIFOLDS | BRASS BAR MANIFOLDS | CI 553/12 1"1/2 X 3/4F SP | NC | CI MANIFOLDS | 376.7 | 6.712 | 1 | 0 | 1 | 84818059 | 560012S 00001 | 560012S 00001
560042C | MANIFOLDS | BRASS BAR MANIFOLDS | CI 554C/02 1"1/2 X 3/4F | NC | CI MANIFOLDS | 79.82 | 0 | 1 | 0 | 1 | 84818059 | 560042C 00001 | 560042C 00001
560042M | MANIFOLDS | BRASS BAR MANIFOLDS | CI 554M/02 1"1/2 X 3/4F | NC | CI MANIFOLDS | 81.42 | 1.926 | 1 | 0 | 1 | 84818059 | 560042M 00001 | 560042M 00001
560042SC | MANIFOLDS | BRASS BAR MANIFOLDS | CI 555C/02 1"1/2 X 3/4F | NC | CI MANIFOLDS | 97.18 | 1.672 | 1 | 0 | 1 | 84818059 | 560042SC 00001 | 560042SC 00001
560042SM | MANIFOLDS | BRASS BAR MANIFOLDS | CI 555M/02 1"1/2 X 3/4F | NC | CI MANIFOLDS | 98.76 | 0.1 | 1 | 0 | 1 | 84818059 | 560042SM 00001 | 560042SM 00001
560043C | MANIFOLDS | BRASS BAR MANIFOLDS | CI 554C/03 1"1/2 X 3/4F | NC | CI MANIFOLDS | 113.37 | 0 | 1 | 0 | 1 | 84818059 | 560043C 00001 | 560043C 00001
560043M | MANIFOLDS | BRASS BAR MANIFOLDS | CI 554M/03 1"1/2 X 3/4F | NC | CI MANIFOLDS | 115.78 | 1.885 | 1 | 0 | 1 | 84818059 | 560043M 00001 | 560043M 00001
560043SC | MANIFOLDS | BRASS BAR MANIFOLDS | CI 555C/03 1"1/2 X 3/4F | NC | CI MANIFOLDS | 130.74 | 2.239 | 1 | 0 | 1 | 84818059 | 560043SC 00001 | 560043SC 00001
560043SM | MANIFOLDS | BRASS BAR MANIFOLDS | CI 555M/03 1"1/2 X 3/4F | NC | CI MANIFOLDS | 133.16 | 0.1 | 1 | 0 | 1 | 84818059 | 560043SM 00001 | 560043SM 00001
560044C | MANIFOLDS | BRASS BAR MANIFOLDS | CI 554C/04 1"1/2 X 3/4F | NC | CI MANIFOLDS | 146.98 | 0 | 1 | 0 | 1 | 84818059 | 560044C 00001 | 560044C 00001
560044M | MANIFOLDS | BRASS BAR MANIFOLDS | CI 554M/04 1"1/2 X 3/4F | NC | CI MANIFOLDS | 150.15 | 2.52 | 1 | 0 | 1 | 84818059 | 560044M 00001 | 560044M 00001
560044SC | MANIFOLDS | BRASS BAR MANIFOLDS | CI 555C/04 1"1/2 X 3/4F | NC | CI MANIFOLDS | 164.31 | 2.778 | 1 | 0 | 1 | 84818059 | 560044SC 00001 | 560044SC 00001
560044SM | MANIFOLDS | BRASS BAR MANIFOLDS | CI 555M/04 1"1/2 X 3/4F | NC | CI MANIFOLDS | 167.52 | 0.1 | 1 | 0 | 1 | 84818059 | 560044SM 00001 | 560044SM 00001
560045C | MANIFOLDS | BRASS BAR MANIFOLDS | CI 554C/05 1"1/2 X 3/4F | NC | CI MANIFOLDS | 180.54 | 3.6 | 1 | 0 | 1 | 84818059 | 560045C 00001 | 560045C 00001
560045M | MANIFOLDS | BRASS BAR MANIFOLDS | CI 554M/05 1"1/2 X 3/4F | NC | CI MANIFOLDS | 184.52 | 3.064 | 1 | 0 | 1 | 84818059 | 560045M 00001 | 560045M 00001
560045SC | MANIFOLDS | BRASS BAR MANIFOLDS | CI 555C/05 1"1/2 X 3/4F | NC | CI MANIFOLDS | 197.93 | 3.334 | 1 | 0 | 1 | 84818059 | 560045SC 00001 | 560045SC 00001
560045SM | MANIFOLDS | BRASS BAR MANIFOLDS | CI 555M/05 1"1/2 X 3/4F | NC | CI MANIFOLDS | 201.92 | 0.1 | 1 | 0 | 1 | 84818059 | 560045SM 00001 | 560045SM 00001
560046C | MANIFOLDS | BRASS BAR MANIFOLDS | CI 554C/06 1"1/2 X 3/4F | NC | CI MANIFOLDS | 214.09 | 3.577 | 1 | 0 | 1 | 84818059 | 560046C 00001 | 560046C 00001
560046M | MANIFOLDS | BRASS BAR MANIFOLDS | CI 554M/06 1"1/2 X 3/4F | NC | CI MANIFOLDS | 218.9 | 3.619 | 1 | 0 | 1 | 84818059 | 560046M 00001 | 560046M 00001
560046SC | MANIFOLDS | BRASS BAR MANIFOLDS | CI 555C/06 1"1/2 X 3/4F | NC | CI MANIFOLDS | 231.49 | 3.906 | 1 | 0 | 1 | 84818059 | 560046SC 00001 | 560046SC 00001
560046SM | MANIFOLDS | BRASS BAR MANIFOLDS | CI 555M/06 1"1/2 X 3/4F | NC | CI MANIFOLDS | 236.26 | 0.1 | 1 | 0 | 1 | 84818059 | 560046SM 00001 | 560046SM 00001
560047C | MANIFOLDS | BRASS BAR MANIFOLDS | CI 554C/07 1"1/2 X 3/4F | NC | CI MANIFOLDS | 247.67 | 4.218 | 1 | 0 | 1 | 84818059 | 560047C 00001 | 560047C 00001
560047M | MANIFOLDS | BRASS BAR MANIFOLDS | CI 554M/07 1"1/2 X 3/4F | NC | CI MANIFOLDS | 253.32 | 4.213 | 1 | 0 | 1 | 84818059 | 560047M 00001 | 560047M 00001
560047SC | MANIFOLDS | BRASS BAR MANIFOLDS | CI 555C/07 1"1/2 X 3/4F | NC | CI MANIFOLDS | 265.08 | 0.1 | 1 | 0 | 1 | 84818059 | 560047SC 00001 | 560047SC 00001
560047SM | MANIFOLDS | BRASS BAR MANIFOLDS | CI 555M/07 1"1/2 X 3/4F | NC | CI MANIFOLDS | 270.65 | 4.58 | 1 | 0 | 1 | 84818059 | 560047SM 00001 | 560047SM 00001
560048C | MANIFOLDS | BRASS BAR MANIFOLDS | CI 554C/08 1"1/2 X 3/4F | NC | CI MANIFOLDS | 281.3 | 4.696 | 1 | 0 | 1 | 84818059 | 560048C 00001 | 560048C 00001
560048M | MANIFOLDS | BRASS BAR MANIFOLDS | CI 554M/08 1"1/2 X 3/4F | NC | CI MANIFOLDS | 287.65 | 4.792 | 1 | 0 | 1 | 84818059 | 560048M 00001 | 560048M 00001
560048SC | MANIFOLDS | BRASS BAR MANIFOLDS | CI 555C/08 1"1/2 X 3/4F | NC | CI MANIFOLDS | 298.65 | 0.1 | 1 | 0 | 1 | 84818059 | 560048SC 00001 | 560048SC 00001
560048SM | MANIFOLDS | BRASS BAR MANIFOLDS | CI 555M/08 1"1/2 X 3/4F | NC | CI MANIFOLDS | 305.05 | 0.1 | 1 | 0 | 1 | 84818059 | 560048SM 00001 | 560048SM 00001
560049C | MANIFOLDS | BRASS BAR MANIFOLDS | CI 554C/09 1"1/2 X 3/4F | NC | CI MANIFOLDS | 314.86 | 0 | 1 | 0 | 1 | 84818059 | 560049C 00001 | 560049C 00001
560049M | MANIFOLDS | BRASS BAR MANIFOLDS | CI 554M/09 1"1/2 X 3/4F | NC | CI MANIFOLDS | 322.06 | 5.253 | 1 | 0 | 1 | 84818059 | 560049M 00001 | 560049M 00001
560049SC | MANIFOLDS | BRASS BAR MANIFOLDS | CI 555C/09 1"1/2 X 3/4F | NC | CI MANIFOLDS | 332.21 | 5.608 | 1 | 0 | 1 | 84818059 | 560049SC 00001 | 560049SC 00001
560049SM | MANIFOLDS | BRASS BAR MANIFOLDS | CI 555M/09 1"1/2 X 3/4F | NC | CI MANIFOLDS | 339.41 | 0.1 | 1 | 0 | 1 | 84818059 | 560049SM 00001 | 560049SM 00001
560050C | MANIFOLDS | BRASS BAR MANIFOLDS | CI 554C/10 1"1/2 X 3/4F | NC | CI MANIFOLDS | 348.45 | 6 | 1 | 0 | 1 | 84818059 | 560050C 00001 | 560050C 00001
560050M | MANIFOLDS | BRASS BAR MANIFOLDS | CI 554M/10 1"1/2 X 3/4F | NC | CI MANIFOLDS | 356.4 | 6.6 | 1 | 0 | 1 | 84818059 | 560050M 00001 | 560050M 00001
560050SC | MANIFOLDS | BRASS BAR MANIFOLDS | CI 555C/10 1"1/2 X 3/4F | NC | CI MANIFOLDS | 365.79 | 6.158 | 1 | 0 | 1 | 84818059 | 560050SC 00001 | 560050SC 00001
560050SM | MANIFOLDS | BRASS BAR MANIFOLDS | CI 555M/10 1"1/2 X 3/4F | NC | CI MANIFOLDS | 373.8 | 7 | 1 | 0 | 1 | 84818059 | 560050SM 00001 | 560050SM 00001
560051C | MANIFOLDS | BRASS BAR MANIFOLDS | CI 554C/11 1"1/2 X 3/4F | NC | CI MANIFOLDS | 382.02 | 0 | 1 | 0 | 1 | 84818059 | 560051C 00001 | 560051C 00001
560051M | MANIFOLDS | BRASS BAR MANIFOLDS | CI 554M/11 1"1/2 X 3/4F | NC | CI MANIFOLDS | 390.79 | 6.602 | 1 | 0 | 1 | 84818059 | 560051M 00001 | 560051M 00001
560051SC | MANIFOLDS | BRASS BAR MANIFOLDS | CI 555C/11 1"1/2 X 3/4F | NC | CI MANIFOLDS | 399.41 | 6.716 | 1 | 0 | 1 | 84818059 | 560051SC 00001 | 560051SC 00001
560051SM | MANIFOLDS | BRASS BAR MANIFOLDS | CI 555M/11 1"1/2 X 3/4F | NC | CI MANIFOLDS | 408.18 | 0.1 | 1 | 0 | 1 | 84818059 | 560051SM 00001 | 560051SM 00001
560052C | MANIFOLDS | BRASS BAR MANIFOLDS | CI 554C/12 1"1/2 X 3/4F | NC | CI MANIFOLDS | 415.58 | 0 | 1 | 0 | 1 | 84818059 | 560052C 00001 | 560052C 00001
560052M | MANIFOLDS | BRASS BAR MANIFOLDS | CI 554M/12 1"1/2 X 3/4F | NC | CI MANIFOLDS | 425.21 | 7.099 | 1 | 0 | 1 | 84818059 | 560052M 00001 | 560052M 00001
560052SC | MANIFOLDS | BRASS BAR MANIFOLDS | CI 555C/12 1"1/2 X 3/4F | NC | CI MANIFOLDS | 432.98 | 0.1 | 1 | 0 | 1 | 84818059 | 560052SC 00001 | 560052SC 00001
560052SM | MANIFOLDS | BRASS BAR MANIFOLDS | CI 555M/12 1"1/2 X 3/4F | NC | CI MANIFOLDS | 442.54 | 7.465 | 1 | 0 | 1 | 84818059 | 560052SM 00001 | 560052SM 00001
560053C | MANIFOLDS | BRASS BAR MANIFOLDS | CI 554C/13 1"1/2 X 3/4F | NC | CI MANIFOLDS | 449.14 | 0 | 1 | 0 | 1 | 84818059 | 560053C 00001 | 560053C 00001
560053M | MANIFOLDS | BRASS BAR MANIFOLDS | CI 554M/13 1"1/2 X 3/4F | NC | CI MANIFOLDS | 459.54 | 0 | 1 | 0 | 1 | 84818059 | 560053M 00001 | 560053M 00001
502082 | MANIFOLDS | BRASS BAR MANIFOLDS | CI 601/02 1" X EK SP FLX | NE | TM MANIFOLDS | 71.42 | 0.756 | 12 | 0 | 12 | 84818059 | 502082 00012 | 502082 00012
502083 | MANIFOLDS | BRASS BAR MANIFOLDS | CI 601/03 1" X EK SP FLX | NE | TM MANIFOLDS | 101.58 | 1.086 | 8 | 0 | 8 | 84818059 | 502083 00008 | 502083 00008
502084 | MANIFOLDS | BRASS BAR MANIFOLDS | CI 601/04 1" X EK SP FLX | NE | TM MANIFOLDS | 131.59 | 1.405 | 6 | 0 | 6 | 84818059 | 502084 00006 | 502084 00006
502085 | MANIFOLDS | BRASS BAR MANIFOLDS | CI 601/05 1" X EK SP FLX | NE | TM MANIFOLDS | 161.69 | 1.683 | 6 | 0 | 6 | 84818059 | 502085 00006 | 502085 00006
502086 | MANIFOLDS | BRASS BAR MANIFOLDS | CI 601/06 1" X EK SP FLX | NE | TM MANIFOLDS | 191.78 | 1.99 | 6 | 0 | 6 | 84818059 | 502086 00006 | 502086 00006
502087 | MANIFOLDS | BRASS BAR MANIFOLDS | CI 601/07 1" X EK SP FLX | NE | TM MANIFOLDS | 221.86 | 2.277 | 6 | 0 | 6 | 84818059 | 502087 00006 | 502087 00006
502088 | MANIFOLDS | BRASS BAR MANIFOLDS | CI 601/08 1" X EK SP FLX | NE | TM MANIFOLDS | 251.92 | 2.565 | 6 | 0 | 6 | 84818059 | 502088 00006 | 502088 00006
502089 | MANIFOLDS | BRASS BAR MANIFOLDS | CI 601/09 1" X EK SP FLX | NE | TM MANIFOLDS | 282.05 | 2.713 | 6 | 0 | 6 | 84818059 | 502089 00006 | 502089 00006
502090 | MANIFOLDS | BRASS BAR MANIFOLDS | CI 601/10 1" X EK SP FLX | NE | TM MANIFOLDS | 312.09 | 2.995 | 6 | 0 | 6 | 84818059 | 502090 00006 | 502090 00006
502091 | MANIFOLDS | BRASS BAR MANIFOLDS | CI 601/11 1" X EK SP FLX | NE | TM MANIFOLDS | 342.24 | 3.36 | 6 | 0 | 6 | 84818059 | 502091 00006 | 502091 00006
502092 | MANIFOLDS | BRASS BAR MANIFOLDS | CI 601/12 1" X EK SP FLX | NE | TM MANIFOLDS | 372.27 | 3.535 | 6 | 0 | 6 | 84818059 | 502092 00006 | 502092 00006
502182 | MANIFOLDS | BRASS BAR MANIFOLDS | CI 601/02 1"1/4 X EK SP FLX | NE | TM MANIFOLDS | 80.3 | 1.033 | 6 | 0 | 6 | 84818059 | 502182 00006 | 502182 00006
502183 | MANIFOLDS | BRASS BAR MANIFOLDS | CI 601/03 1"1/4 X EK SP FLX | NE | TM MANIFOLDS | 112.65 | 1.46 | 6 | 0 | 6 | 84818059 | 502183 00006 | 502183 00006
502184 | MANIFOLDS | BRASS BAR MANIFOLDS | CI 601/04 1"1/4 X EK SP FLX | NE | TM MANIFOLDS | 145.11 | 1.752 | 5 | 0 | 5 | 84818059 | 502184 00005 | 502184 00005
502185 | MANIFOLDS | BRASS BAR MANIFOLDS | CI 601/05 1"1/4 X EK SP FLX | NE | TM MANIFOLDS | 177.47 | 2.112 | 5 | 0 | 5 | 84818059 | 502185 00005 | 502185 00005
502186 | MANIFOLDS | BRASS BAR MANIFOLDS | CI 601/06 1"1/4 X EK SP FLX | NE | TM MANIFOLDS | 209.87 | 2.492 | 5 | 0 | 5 | 84818059 | 502186 00005 | 502186 00005
502187 | MANIFOLDS | BRASS BAR MANIFOLDS | CI 601/07 1"1/4 X EK SP FLX | NE | TM MANIFOLDS | 242.33 | 2.582 | 5 | 0 | 5 | 84818059 | 502187 00005 | 502187 00005
502188 | MANIFOLDS | BRASS BAR MANIFOLDS | CI 601/08 1"1/4 X EK SP FLX | NE | TM MANIFOLDS | 274.69 | 3.217 | 5 | 0 | 5 | 84818059 | 502188 00005 | 502188 00005
502189 | MANIFOLDS | BRASS BAR MANIFOLDS | CI 601/09 1"1/4 X EK SP FLX | NE | TM MANIFOLDS | 307.09 | 3.366 | 5 | 0 | 5 | 84818059 | 502189 00005 | 502189 00005
502190 | MANIFOLDS | BRASS BAR MANIFOLDS | CI 601/10 1"1/4 X EK SP FLX | NE | TM MANIFOLDS | 339.44 | 3.922 | 5 | 0 | 5 | 84818059 | 502190 00005 | 502190 00005
502191 | MANIFOLDS | BRASS BAR MANIFOLDS | CI 601/11 1"1/4 X EK SP FLX | NE | TM MANIFOLDS | 371.92 | 4.108 | 5 | 0 | 5 | 84818059 | 502191 00005 | 502191 00005
502192 | MANIFOLDS | BRASS BAR MANIFOLDS | CI 601/12 1"1/4 X EK SP FLX | NE | TM MANIFOLDS | 404.27 | 4.628 | 5 | 0 | 5 | 84818059 | 502192 00005 | 502192 00005
500082CN | MANIFOLDS | BRASS BAR MANIFOLDS | CI 595CN/02 1" X EK FLX | NE | TM MANIFOLDS | 125.33 | 1.967 | 1 | 0 | 1 | 84818059 | 500082CN 00001 | 500082CN 00001
500082CNIV | MANIFOLDS | BRASS BAR MANIFOLDS | CI 595CN/02 1" X EK FLX | NE | TM MANIFOLDS | 125.33 | 1.967 | 1 | 0 | 1 | 84818059 | 500082CNIV 00001 | 500082CNIV 00001
500082CNP80 | MANIFOLDS | BRASS BAR MANIFOLDS | CI 595CN/02 1 X EK FLX P80 | NE | TM MANIFOLDS | 125.33 | 1.752 | 1 | 0 | 1 | 84818059 | 500082CNP80 00001 | 500082CNP80 00001
500082MN | MANIFOLDS | BRASS BAR MANIFOLDS | CI 595MN/02 1" X EK FLX | NE | TM MANIFOLDS | 126.75 | 1.971 | 1 | 0 | 1 | 84818059 | 500082MN 00001 | 500082MN 00001
500082MNA1 | MANIFOLDS | BRASS BAR MANIFOLDS | CI 595M/02 1 X 16 T.M. | NE | TM MANIFOLDS | 121.44 | 1.754 | 1 | 0 | 1 | 84818059 | 500082MNA1 00001 | 500082MNA1 00001
500082MNA1K | MANIFOLDS | BRASS BAR MANIFOLDS | CI 595M/02 1 X 16 T.M.+ KIT | NE | TM MANIFOLDS | 260.31 | 3.645 | 1 | 0 | 1 | 84818059 | 500082MNA1K 00001 | 500082MNA1K 00001
500082MNA2 | MANIFOLDS | BRASS BAR MANIFOLDS | CI 595M/02 1 X 20 T.M. | NE | TM MANIFOLDS | 121.44 | 1.788 | 1 | 0 | 1 | 84818059 | 500082MNA2 00001 | 500082MNA2 00001
500082MNA2K | MANIFOLDS | BRASS BAR MANIFOLDS | CI 595M/02 1 X 20 T.M.+ KIT | NE | TM MANIFOLDS | 260.31 | 3.679 | 1 | 0 | 1 | 84818059 | 500082MNA2K 00001 | 500082MNA2K 00001
500082MNIV | MANIFOLDS | BRASS BAR MANIFOLDS | CI 595MN/02 1" X EK FLX | NE | TM MANIFOLDS | 126.75 | 1.971 | 1 | 0 | 1 | 84818059 | 500082MNIV 00001 | 500082MNIV 00001
500082MNP80 | MANIFOLDS | BRASS BAR MANIFOLDS | CI 595MN/02 1 X EK FLX P80 | NE | TM MANIFOLDS | 126.75 | 1.971 | 1 | 0 | 1 | 84818059 | 500082MNP80 00001 | 500082MNP80 00001
500082MNUS | MANIFOLDS | BRASS BAR MANIFOLDS | CI 595MN/02 1 X EK T.M. US | NE | TM MANIFOLDS | 126.75 | 1.971 | 1 | 0 | 1 | 84818059 | 500082MNUS 00001 | 500082MNUS 00001
500082MNUSK | MANIFOLDS | BRASS BAR MANIFOLDS | CI 595MN/02 1 X EK T.M. US+KIT | NE | TM MANIFOLDS | 265.62 | 3.862 | 1 | 0 | 1 | 84818059 | 500082MNUSK 00001 | 500082MNUSK 00001
500083CN | MANIFOLDS | BRASS BAR MANIFOLDS | CI 595CN/03 1" X EK FLX | NE | TM MANIFOLDS | 174.97 | 2.637 | 1 | 0 | 1 | 84818059 | 500083CN 00001 | 500083CN 00001
500083CNIV | MANIFOLDS | BRASS BAR MANIFOLDS | CI 595CN/03 1" X EK FLX | NE | TM MANIFOLDS | 174.97 | 2.637 | 1 | 0 | 1 | 84818059 | 500083CNIV 00001 | 500083CNIV 00001
500083CNP80 | MANIFOLDS | BRASS BAR MANIFOLDS | CI 595CN/03 1 X EK FLX P80 | NE | TM MANIFOLDS | 174.97 | 2.346 | 1 | 0 | 1 | 84818059 | 500083CNP80 00001 | 500083CNP80 00001
500083MN | MANIFOLDS | BRASS BAR MANIFOLDS | CI 595MN/03 1" X EK FLX | NE | TM MANIFOLDS | 177.2 | 2.668 | 1 | 0 | 1 | 84818059 | 500083MN 00001 | 500083MN 00001
500083MNA1 | MANIFOLDS | BRASS BAR MANIFOLDS | CI 595M/03 1 X 16 T.M. | NE | TM MANIFOLDS | 167.3 | 2.668 | 1 | 0 | 1 | 84818059 | 500083MNA1 00001 | 500083MNA1 00001
500083MNA1K | MANIFOLDS | BRASS BAR MANIFOLDS | CI 595M/03 1 X 16 T.M.+ KIT | NE | TM MANIFOLDS | 306.18 | 4.559 | 1 | 0 | 1 | 84818059 | 500083MNA1K 00001 | 500083MNA1K 00001
500083MNA2 | MANIFOLDS | BRASS BAR MANIFOLDS | CI 595M/03 1 X 20 T.M. | NE | TM MANIFOLDS | 167.3 | 2.384 | 1 | 0 | 1 | 84818059 | 500083MNA2 00001 | 500083MNA2 00001
500083MNA2K | MANIFOLDS | BRASS BAR MANIFOLDS | CI 595M/03 1 X 20 T.M.+ KIT | NE | TM MANIFOLDS | 306.18 | 4.275 | 1 | 0 | 1 | 84818059 | 500083MNA2K 00001 | 500083MNA2K 00001
500083MNIV | MANIFOLDS | BRASS BAR MANIFOLDS | CI 595MN/03 1" X EK FLX | NE | TM MANIFOLDS | 177.2 | 2.668 | 1 | 0 | 1 | 84818059 | 500083MNIV 00001 | 500083MNIV 00001
500083MNP80 | MANIFOLDS | BRASS BAR MANIFOLDS | CI 595MN/03 1 X EK FLX P80 | NE | TM MANIFOLDS | 177.2 | 2.668 | 1 | 0 | 1 | 84818059 | 500083MNP80 00001 | 500083MNP80 00001
500083MNUS | MANIFOLDS | BRASS BAR MANIFOLDS | CI 595MN/03 1 X EK T.M. US | NE | TM MANIFOLDS | 177.2 | 2.668 | 1 | 0 | 1 | 84818059 | 500083MNUS 00001 | 500083MNUS 00001
500083MNUSK | MANIFOLDS | BRASS BAR MANIFOLDS | CI 595MN/03 1 X EK T.M. US+KIT | NE | TM MANIFOLDS | 316.07 | 4.559 | 1 | 0 | 1 | 84818059 | 500083MNUSK 00001 | 500083MNUSK 00001
500084CN | MANIFOLDS | BRASS BAR MANIFOLDS | CI 595CN/04 1" X EK FLX | NE | TM MANIFOLDS | 224.15 | 3.306 | 1 | 0 | 1 | 84818059 | 500084CN 00001 | 500084CN 00001
500084CNIV | MANIFOLDS | BRASS BAR MANIFOLDS | CI 595CN/04 1" X EK FLX | NE | TM MANIFOLDS | 224.15 | 3.306 | 1 | 0 | 1 | 84818059 | 500084CNIV 00001 | 500084CNIV 00001
500084CNP80 | MANIFOLDS | BRASS BAR MANIFOLDS | CI 595CN/04 1 X EK FLX P80 | NE | TM MANIFOLDS | 224.15 | 2.931 | 1 | 0 | 1 | 84818059 | 500084CNP80 00001 | 500084CNP80 00001
500084MN | MANIFOLDS | BRASS BAR MANIFOLDS | CI 595MN/04 1" X EK FLX | NE | TM MANIFOLDS | 227.13 | 3.354 | 1 | 0 | 1 | 84818059 | 500084MN 00001 | 500084MN 00001
500084MNA1 | MANIFOLDS | BRASS BAR MANIFOLDS | CI 595M/04 1 X 16 T.M. | NE | TM MANIFOLDS | 212.19 | 3.354 | 1 | 0 | 1 | 84818059 | 500084MNA1 00001 | 500084MNA1 00001
500084MNA1K | MANIFOLDS | BRASS BAR MANIFOLDS | CI 595M/04 1 X 16 T.M.+ KIT | NE | TM MANIFOLDS | 351.05 | 5.245 | 1 | 0 | 1 | 84818059 | 500084MNA1K 00001 | 500084MNA1K 00001
500084MNA2 | MANIFOLDS | BRASS BAR MANIFOLDS | CI 595M/04 1 X 20 T.M. | NE | TM MANIFOLDS | 212.19 | 2.982 | 1 | 0 | 1 | 84818059 | 500084MNA2 00001 | 500084MNA2 00001
500084MNA2K | MANIFOLDS | BRASS BAR MANIFOLDS | CI 595M/04 1 X 20 T.M.+ KIT | NE | TM MANIFOLDS | 351.05 | 4.873 | 1 | 0 | 1 | 84818059 | 500084MNA2K 00001 | 500084MNA2K 00001
500084MNIV | MANIFOLDS | BRASS BAR MANIFOLDS | CI 595MN/04 1" X EK FLX | NE | TM MANIFOLDS | 227.86 | 3.354 | 1 | 0 | 1 | 84818059 | 500084MNIV 00001 | 500084MNIV 00001
500084MNP80 | MANIFOLDS | BRASS BAR MANIFOLDS | CI 595MN/04 1 X EK FLX P80 | NE | TM MANIFOLDS | 227.13 | 3.354 | 1 | 0 | 1 | 84818059 | 500084MNP80 00001 | 500084MNP80 00001
500084MNUS | MANIFOLDS | BRASS BAR MANIFOLDS | CI 595MN/04 1 X EK T.M. US | NE | TM MANIFOLDS | 227.13 | 3.354 | 1 | 0 | 1 | 84818059 | 500084MNUS 00001 | 500084MNUS 00001
500084MNUSK | MANIFOLDS | BRASS BAR MANIFOLDS | CI 595MN/04 1 X EK T.M. US+KIT | NE | TM MANIFOLDS | 366 | 5.245 | 1 | 0 | 1 | 84818059 | 500084MNUSK 00001 | 500084MNUSK 00001
500085CN | MANIFOLDS | BRASS BAR MANIFOLDS | CI 595CN/05 1" X EK FLX | NE | TM MANIFOLDS | 273.7 | 4.01 | 1 | 0 | 1 | 84818059 | 500085CN 00001 | 500085CN 00001
500085CNIV | MANIFOLDS | BRASS BAR MANIFOLDS | CI 595CN/05 1" X EK FLX | NE | TM MANIFOLDS | 273.7 | 4.01 | 1 | 0 | 1 | 84818059 | 500085CNIV 00001 | 500085CNIV 00001
500085CNP80 | MANIFOLDS | BRASS BAR MANIFOLDS | CI 595CN/05 1 X EK FLX P80 | NE | TM MANIFOLDS | 273.7 | 3.532 | 1 | 0 | 1 | 84818059 | 500085CNP80 00001 | 500085CNP80 00001
500085MN | MANIFOLDS | BRASS BAR MANIFOLDS | CI 595MN/05 1" X EK FLX | NE | TM MANIFOLDS | 277.34 | 4.055 | 1 | 0 | 1 | 84818059 | 500085MN 00001 | 500085MN 00001
500085MNA1 | MANIFOLDS | BRASS BAR MANIFOLDS | CI 595M/05 1 X 16 T.M. | NE | TM MANIFOLDS | 259.41 | 4.055 | 1 | 1 | 1 | 84818059 | 500085MNA1 00001 | 500085MNA1 00001
500085MNA1K | MANIFOLDS | BRASS BAR MANIFOLDS | CI 595M/05 1 X 16 T.M.+ KIT | NE | TM MANIFOLDS | 398.3 | 5.946 | 1 | 0 | 1 | 84818059 | 500085MNA1K 00001 | 500085MNA1K 00001
500085MNA2 | MANIFOLDS | BRASS BAR MANIFOLDS | CI 595M/05 1 X 20 T.M. | NE | TM MANIFOLDS | 259.41 | 3.583 | 1 | 0 | 1 | 84818059 | 500085MNA2 00001 | 500085MNA2 00001
500085MNA2K | MANIFOLDS | BRASS BAR MANIFOLDS | CI 595M/05 1 X 20 T.M.+ KIT | NE | TM MANIFOLDS | 398.3 | 5.474 | 1 | 0 | 1 | 84818059 | 500085MNA2K 00001 | 500085MNA2K 00001
500085MNIV | MANIFOLDS | BRASS BAR MANIFOLDS | CI 595MN/05 1" X EK FLX | NE | TM MANIFOLDS | 277.34 | 4.055 | 1 | 0 | 1 | 84818059 | 500085MNIV 00001 | 500085MNIV 00001
500085MNP80 | MANIFOLDS | BRASS BAR MANIFOLDS | CI 595MN/05 1 X EK FLX P80 | NE | TM MANIFOLDS | 277.34 | 4.055 | 1 | 0 | 1 | 84818059 | 500085MNP80 00001 | 500085MNP80 00001
500085MNUS | MANIFOLDS | BRASS BAR MANIFOLDS | CI 595MN/05 1 X EK T.M. US | NE | TM MANIFOLDS | 277.34 | 4.055 | 1 | 0 | 1 | 84818059 | 500085MNUS 00001 | 500085MNUS 00001
500085MNUSK | MANIFOLDS | BRASS BAR MANIFOLDS | CI 595MN/05 1 X EK T.M. US+KIT | NE | TM MANIFOLDS | 416.19 | 5.946 | 1 | 0 | 1 | 84818059 | 500085MNUSK 00001 | 500085MNUSK 00001
500086CN | MANIFOLDS | BRASS BAR MANIFOLDS | CI 595CN/06 1" X EK FLX | NE | TM MANIFOLDS | 323.25 | 4.669 | 1 | 0 | 1 | 84818059 | 500086CN 00001 | 500086CN 00001
500086CNIV | MANIFOLDS | BRASS BAR MANIFOLDS | CI 595CN/06 1" X EK FLX | NE | TM MANIFOLDS | 323.25 | 4.669 | 1 | 0 | 1 | 84818059 | 500086CNIV 00001 | 500086CNIV 00001
500086CNP80 | MANIFOLDS | BRASS BAR MANIFOLDS | CI 595CN/06 1 X EK FLX P80 | NE | TM MANIFOLDS | 323.25 | 4.104 | 1 | 0 | 1 | 84818059 | 500086CNP80 00001 | 500086CNP80 00001
500086MN | MANIFOLDS | BRASS BAR MANIFOLDS | CI 595MN/06 1" X EK FLX | NE | TM MANIFOLDS | 327.65 | 4.734 | 1 | 0 | 1 | 84818059 | 500086MN 00001 | 500086MN 00001
500086MNA1 | MANIFOLDS | BRASS BAR MANIFOLDS | CI 595M/06 1 X 16 T.M. | NE | TM MANIFOLDS | 305.47 | 4.734 | 1 | 0 | 1 | 84818059 | 500086MNA1 00001 | 500086MNA1 00001
500086MNA1K | MANIFOLDS | BRASS BAR MANIFOLDS | CI 595M/06 1 X 16 T.M.+ KIT | NE | TM MANIFOLDS | 444.33 | 6.625 | 1 | 0 | 1 | 84818059 | 500086MNA1K 00001 | 500086MNA1K 00001
500086MNA2 | MANIFOLDS | BRASS BAR MANIFOLDS | CI 595M/06 1 X 20 T.M. | NE | TM MANIFOLDS | 305.47 | 4.171 | 1 | 0 | 1 | 84818059 | 500086MNA2 00001 | 500086MNA2 00001
500086MNA2K | MANIFOLDS | BRASS BAR MANIFOLDS | CI 595M/06 1 X 20 T.M.+ KIT | NE | TM MANIFOLDS | 444.33 | 6.062 | 1 | 0 | 1 | 84818059 | 500086MNA2K 00001 | 500086MNA2K 00001
500086MNIV | MANIFOLDS | BRASS BAR MANIFOLDS | CI 595MN/06 1" X EK FLX | NE | TM MANIFOLDS | 327.65 | 4.734 | 1 | 0 | 1 | 84818059 | 500086MNIV 00001 | 500086MNIV 00001
500086MNP80 | MANIFOLDS | BRASS BAR MANIFOLDS | CI 595MN/06 1 X EK FLX P80 | NE | TM MANIFOLDS | 327.65 | 4.734 | 1 | 0 | 1 | 84818059 | 500086MNP80 00001 | 500086MNP80 00001
500086MNUS | MANIFOLDS | BRASS BAR MANIFOLDS | CI 595MN/06 1 X EK T.M. US | NE | TM MANIFOLDS | 327.65 | 4.734 | 1 | 0 | 1 | 84818059 | 500086MNUS 00001 | 500086MNUS 00001
500086MNUSK | MANIFOLDS | BRASS BAR MANIFOLDS | CI 595MN/06 1 X EK T.M. US+KIT | NE | TM MANIFOLDS | 466.52 | 6.625 | 1 | 0 | 1 | 84818059 | 500086MNUSK 00001 | 500086MNUSK 00001
500087CN | MANIFOLDS | BRASS BAR MANIFOLDS | CI 595CN/07 1" X EK FLX | NE | TM MANIFOLDS | 372.71 | 5.379 | 1 | 0 | 1 | 84818059 | 500087CN 00001 | 500087CN 00001
500087CNIV | MANIFOLDS | BRASS BAR MANIFOLDS | CI 595CN/07 1" X EK FLX | NE | TM MANIFOLDS | 372.71 | 5.379 | 1 | 0 | 1 | 84818059 | 500087CNIV 00001 | 500087CNIV 00001
500087CNP80 | MANIFOLDS | BRASS BAR MANIFOLDS | CI 595CN/07 1 X EK FLX P80 | NE | TM MANIFOLDS | 372.71 | 4.693 | 1 | 0 | 1 | 84818059 | 500087CNP80 00001 | 500087CNP80 00001
500087MC1 | MANIFOLDS | BRASS BAR MANIFOLDS | CI 595M/07 1 X 16 NPT T.M. | NE | TM MANIFOLDS | 352.22 | 4.675 | 1 | 0 | 1 | 84818059 | 500087MC1 00001 | 500087MC1 00001
500087MC2 | MANIFOLDS | BRASS BAR MANIFOLDS | CI 595M/07 1 X 20 NPT T.M. | NE | TM MANIFOLDS | 352.22 | 4.799 | 1 | 0 | 1 | 84818059 | 500087MC2 00001 | 500087MC2 00001
500087MN | MANIFOLDS | BRASS BAR MANIFOLDS | CI 595MN/07 1" X EK FLX | NE | TM MANIFOLDS | 377.82 | 5.42 | 1 | 0 | 1 | 84818059 | 500087MN 00001 | 500087MN 00001
500087MNA1 | MANIFOLDS | BRASS BAR MANIFOLDS | CI 595M/07 1 X 16 T.M. | NE | TM MANIFOLDS | 351.33 | 4.661 | 1 | 0 | 1 | 84818059 | 500087MNA1 00001 | 500087MNA1 00001
500087MNA1K | MANIFOLDS | BRASS BAR MANIFOLDS | CI 595M/07 1 X 16 T.M.+ KIT | NE | TM MANIFOLDS | 490.18 | 6.552 | 1 | 0 | 1 | 84818059 | 500087MNA1K 00001 | 500087MNA1K 00001
500087MNA2 | MANIFOLDS | BRASS BAR MANIFOLDS | CI 595M/07 1 X 20 T.M. | NE | TM MANIFOLDS | 351.33 | 4.762 | 1 | 0 | 1 | 84818059 | 500087MNA2 00001 | 500087MNA2 00001
500087MNA2K | MANIFOLDS | BRASS BAR MANIFOLDS | CI 595M/07 1 X 20 T.M.+ KIT | NE | TM MANIFOLDS | 490.18 | 6.653 | 1 | 0 | 1 | 84818059 | 500087MNA2K 00001 | 500087MNA2K 00001
500087MNIV | MANIFOLDS | BRASS BAR MANIFOLDS | CI 595MN/07 1" X EK FLX | NE | TM MANIFOLDS | 377.82 | 5.42 | 1 | 0 | 1 | 84818059 | 500087MNIV 00001 | 500087MNIV 00001
500087MNP80 | MANIFOLDS | BRASS BAR MANIFOLDS | CI 595MN/07 1 X EK FLX P80 | NE | TM MANIFOLDS | 377.82 | 5.42 | 1 | 0 | 1 | 84818059 | 500087MNP80 00001 | 500087MNP80 00001
500087MNUS | MANIFOLDS | BRASS BAR MANIFOLDS | CI 595MN/07 1 X EK T.M. US | NE | TM MANIFOLDS | 377.82 | 5.42 | 1 | 0 | 1 | 84818059 | 500087MNUS 00001 | 500087MNUS 00001
500087MNUSK | MANIFOLDS | BRASS BAR MANIFOLDS | CI 595MN/07 1 X EK T.M. US+KIT | NE | TM MANIFOLDS | 516.69 | 7.311 | 1 | 0 | 1 | 84818059 | 500087MNUSK 00001 | 500087MNUSK 00001
500088CN | MANIFOLDS | BRASS BAR MANIFOLDS | CI 595CN/08 1" X EK FLX | NE | TM MANIFOLDS | 422.26 | 6.066 | 1 | 0 | 1 | 84818059 | 500088CN 00001 | 500088CN 00001
500088CNIV | MANIFOLDS | BRASS BAR MANIFOLDS | CI 595CN/08 1" X EK FLX | NE | TM MANIFOLDS | 422.26 | 6.066 | 1 | 0 | 1 | 84818059 | 500088CNIV 00001 | 500088CNIV 00001
500088CNP80 | MANIFOLDS | BRASS BAR MANIFOLDS | CI 595CN/08 1 X EK FLX P80 | NE | TM MANIFOLDS | 422.26 | 5.335 | 1 | 0 | 1 | 84818059 | 500088CNP80 00001 | 500088CNP80 00001
500088MN | MANIFOLDS | BRASS BAR MANIFOLDS | CI 595MN/08 1" X EK FLX | NE | TM MANIFOLDS | 428.03 | 6.116 | 1 | 0 | 1 | 84818059 | 500088MN 00001 | 500088MN 00001
500088MNA1 | MANIFOLDS | BRASS BAR MANIFOLDS | CI 595M/08 1 X 16 T.M. | NE | TM MANIFOLDS | 398.23 | 5.247 | 1 | 0 | 1 | 84818059 | 500088MNA1 00001 | 500088MNA1 00001
500088MNA1K | MANIFOLDS | BRASS BAR MANIFOLDS | CI 595M/08 1 X 16 T.M.+ KIT | NE | TM MANIFOLDS | 537.09 | 7.138 | 1 | 0 | 1 | 84818059 | 500088MNA1K 00001 | 500088MNA1K 00001
500088MNA2 | MANIFOLDS | BRASS BAR MANIFOLDS | CI 595M/08 1 X 20 T.M. | NE | TM MANIFOLDS | 398.23 | 5.371 | 1 | 0 | 1 | 84818059 | 500088MNA2 00001 | 500088MNA2 00001
500088MNA2K | MANIFOLDS | BRASS BAR MANIFOLDS | CI 595M/08 1 X 20 T.M.+ KIT | NE | TM MANIFOLDS | 537.09 | 7.262 | 1 | 0 | 1 | 84818059 | 500088MNA2K 00001 | 500088MNA2K 00001
500088MNIV | MANIFOLDS | BRASS BAR MANIFOLDS | CI 595MN/08 1" X EK FLX | NE | TM MANIFOLDS | 428.03 | 6.116 | 1 | 0 | 1 | 84818059 | 500088MNIV 00001 | 500088MNIV 00001
500088MNP80 | MANIFOLDS | BRASS BAR MANIFOLDS | CI 595MN/08 1 X EK FLX P80 | NE | TM MANIFOLDS | 428.03 | 6.116 | 1 | 0 | 1 | 84818059 | 500088MNP80 00001 | 500088MNP80 00001
500088MNUS | MANIFOLDS | BRASS BAR MANIFOLDS | CI 595MN/08 1 X EK T.M. US | NE | TM MANIFOLDS | 428.03 | 6.116 | 1 | 0 | 1 | 84818059 | 500088MNUS 00001 | 500088MNUS 00001
500088MNUSK | MANIFOLDS | BRASS BAR MANIFOLDS | CI 595MN/08 1 X EK T.M. US+KIT | NE | TM MANIFOLDS | 566.91 | 8.007 | 1 | 0 | 1 | 84818059 | 500088MNUSK 00001 | 500088MNUSK 00001
500089CN | MANIFOLDS | BRASS BAR MANIFOLDS | CI 595CN/09 1" X EK FLX | NE | TM MANIFOLDS | 472.1 | 6.694 | 1 | 0 | 1 | 84818059 | 500089CN 00001 | 500089CN 00001
500089CNIV | MANIFOLDS | BRASS BAR MANIFOLDS | CI 595CN/09 1" X EK FLX | NE | TM MANIFOLDS | 472.1 | 6.694 | 1 | 0 | 1 | 84818059 | 500089CNIV 00001 | 500089CNIV 00001
500089CNP80 | MANIFOLDS | BRASS BAR MANIFOLDS | CI 595CN/09 1 X EK FLX P80 | NE | TM MANIFOLDS | 472.1 | 5.871 | 1 | 0 | 1 | 84818059 | 500089CNP80 00001 | 500089CNP80 00001
500089MN | MANIFOLDS | BRASS BAR MANIFOLDS | CI 595MN/09 1" X EK FLX | NE | TM MANIFOLDS | 478.65 | 6.694 | 1 | 0 | 1 | 84818059 | 500089MN 00001 | 500089MN 00001
500089MNA1 | MANIFOLDS | BRASS BAR MANIFOLDS | CI 595M/09 1 X 16 T.M. | NE | TM MANIFOLDS | 444.07 | 5.792 | 1 | 0 | 1 | 84818059 | 500089MNA1 00001 | 500089MNA1 00001
500089MNA1K | MANIFOLDS | BRASS BAR MANIFOLDS | CI 595M/09 1 X 16 T.M.+ KIT | NE | TM MANIFOLDS | 582.96 | 7.683 | 1 | 0 | 1 | 84818059 | 500089MNA1K 00001 | 500089MNA1K 00001
500089MNA2 | MANIFOLDS | BRASS BAR MANIFOLDS | CI 595M/09 1 X 20 T.M. | NE | TM MANIFOLDS | 444.07 | 5.955 | 1 | 0 | 1 | 84818059 | 500089MNA2 00001 | 500089MNA2 00001
500089MNA2K | MANIFOLDS | BRASS BAR MANIFOLDS | CI 595M/09 1 X 20 T.M.+ KIT | NE | TM MANIFOLDS | 582.96 | 7.846 | 1 | 0 | 1 | 84818059 | 500089MNA2K 00001 | 500089MNA2K 00001
500089MNIV | MANIFOLDS | BRASS BAR MANIFOLDS | CI 595MN/09 1" X EK FLX | NE | TM MANIFOLDS | 478.65 | 6.694 | 1 | 0 | 1 | 84818059 | 500089MNIV 00001 | 500089MNIV 00001
500089MNP80 | MANIFOLDS | BRASS BAR MANIFOLDS | CI 595MN/09 1 X EK FLX P80 | NE | TM MANIFOLDS | 478.65 | 6.694 | 1 | 0 | 1 | 84818059 | 500089MNP80 00001 | 500089MNP80 00001
500089MNUS | MANIFOLDS | BRASS BAR MANIFOLDS | CI 595MN/09 1 X EK T.M. US | NE | TM MANIFOLDS | 478.65 | 6.694 | 1 | 0 | 1 | 84818059 | 500089MNUS 00001 | 500089MNUS 00001
500089MNUSK | MANIFOLDS | BRASS BAR MANIFOLDS | CI 595MN/09 1 X EK T.M. US+KIT | NE | TM MANIFOLDS | 617.52 | 8.585 | 1 | 0 | 1 | 84818059 | 500089MNUSK 00001 | 500089MNUSK 00001
500090CN | MANIFOLDS | BRASS BAR MANIFOLDS | CI 595CN/10 1" X EK FLX | NE | TM MANIFOLDS | 519.94 | 7.423 | 1 | 0 | 1 | 84818059 | 500090CN 00001 | 500090CN 00001
500090CNIV | MANIFOLDS | BRASS BAR MANIFOLDS | CI 595CN/10 1" X EK FLX | NE | TM MANIFOLDS | 519.94 | 7.423 | 1 | 0 | 1 | 84818059 | 500090CNIV 00001 | 500090CNIV 00001
500090CNP80 | MANIFOLDS | BRASS BAR MANIFOLDS | CI 595CN/10 1 X EK FLX P80 | NE | TM MANIFOLDS | 519.94 | 6.455 | 1 | 0 | 1 | 84818059 | 500090CNP80 00001 | 500090CNP80 00001
500090MN | MANIFOLDS | BRASS BAR MANIFOLDS | CI 595MN/10 1" X EK FLX | NE | TM MANIFOLDS | 527.18 | 7.512 | 1 | 0 | 1 | 84818059 | 500090MN 00001 | 500090MN 00001
500090MNA1 | MANIFOLDS | BRASS BAR MANIFOLDS | CI 595M/10 1 X 16 T.M. | NE | TM MANIFOLDS | 492.68 | 6.407 | 1 | 0 | 1 | 84818059 | 500090MNA1 00001 | 500090MNA1 00001
500090MNA1K | MANIFOLDS | BRASS BAR MANIFOLDS | CI 595M/10 1 X 16 T.M.+ KIT | NE | TM MANIFOLDS | 631.57 | 8.298 | 1 | 0 | 1 | 84818059 | 500090MNA1K 00001 | 500090MNA1K 00001
500090MNA2 | MANIFOLDS | BRASS BAR MANIFOLDS | CI 595M/10 1 X 20 T.M. | NE | TM MANIFOLDS | 492.68 | 6.56 | 1 | 0 | 1 | 84818059 | 500090MNA2 00001 | 500090MNA2 00001
500090MNA2K | MANIFOLDS | BRASS BAR MANIFOLDS | CI 595M/10 1 X 20 T.M.+ KIT | NE | TM MANIFOLDS | 631.57 | 8.451 | 1 | 0 | 1 | 84818059 | 500090MNA2K 00001 | 500090MNA2K 00001
500090MNIV | MANIFOLDS | BRASS BAR MANIFOLDS | CI 595MN/10 1" X EK FLX | NE | TM MANIFOLDS | 527.18 | 7.512 | 1 | 0 | 1 | 84818059 | 500090MNIV 00001 | 500090MNIV 00001
500090MNP80 | MANIFOLDS | BRASS BAR MANIFOLDS | CI 595MN/10 1 X EK FLX P80 | NE | TM MANIFOLDS | 527.18 | 7.512 | 1 | 0 | 1 | 84818059 | 500090MNP80 00001 | 500090MNP80 00001
500090MNUS | MANIFOLDS | BRASS BAR MANIFOLDS | CI 595MN/10 1 X EK T.M. US | NE | TM MANIFOLDS | 527.18 | 7.512 | 1 | 0 | 1 | 84818059 | 500090MNUS 00001 | 500090MNUS 00001
500090MNUSK | MANIFOLDS | BRASS BAR MANIFOLDS | CI 595MN/10 1 X EK T.M. US+KIT | NE | TM MANIFOLDS | 666.03 | 9.403 | 1 | 0 | 1 | 84818059 | 500090MNUSK 00001 | 500090MNUSK 00001
500091CN | MANIFOLDS | BRASS BAR MANIFOLDS | CI 595CN/11 1" X EK FLX | NE | TM MANIFOLDS | 571.34 | 8.091 | 1 | 0 | 1 | 84818059 | 500091CN 00001 | 500091CN 00001
500091CNIV | MANIFOLDS | BRASS BAR MANIFOLDS | CI 595CN/11 1" X EK FLX | NE | TM MANIFOLDS | 571.34 | 8.091 | 1 | 0 | 1 | 84818059 | 500091CNIV 00001 | 500091CNIV 00001
500091CNP80 | MANIFOLDS | BRASS BAR MANIFOLDS | CI 595CN/11 1 X EK FLX P80 | NE | TM MANIFOLDS | 571.34 | 7.046 | 1 | 0 | 1 | 84818059 | 500091CNP80 00001 | 500091CNP80 00001
500091MN | MANIFOLDS | BRASS BAR MANIFOLDS | CI 595MN/11 1" X EK FLX | NE | TM MANIFOLDS | 579.37 | 8.166 | 1 | 0 | 1 | 84818059 | 500091MN 00001 | 500091MN 00001
500091MNA1 | MANIFOLDS | BRASS BAR MANIFOLDS | CI 595M/11 1 X 16 T.M. | NE | TM MANIFOLDS | 536.98 | 6.987 | 1 | 0 | 1 | 84818059 | 500091MNA1 00001 | 500091MNA1 00001
500091MNA1K | MANIFOLDS | BRASS BAR MANIFOLDS | CI 595M/11 1 X 16 T.M.+ KIT | NE | TM MANIFOLDS | 675.82 | 8.878 | 1 | 0 | 1 | 84818059 | 500091MNA1K 00001 | 500091MNA1K 00001
500091MNA2 | MANIFOLDS | BRASS BAR MANIFOLDS | CI 595M/11 1 X 20 T.M. | NE | TM MANIFOLDS | 536.98 | 7.16 | 1 | 0 | 1 | 84818059 | 500091MNA2 00001 | 500091MNA2 00001
500091MNA2K | MANIFOLDS | BRASS BAR MANIFOLDS | CI 595M/11 1 X 20 T.M.+ KIT | NE | TM MANIFOLDS | 675.82 | 9.051 | 1 | 0 | 1 | 84818059 | 500091MNA2K 00001 | 500091MNA2K 00001
500091MNIV | MANIFOLDS | BRASS BAR MANIFOLDS | CI 595MN/11 1" X EK FLX | NE | TM MANIFOLDS | 579.37 | 8.166 | 1 | 0 | 1 | 84818059 | 500091MNIV 00001 | 500091MNIV 00001
500091MNP80 | MANIFOLDS | BRASS BAR MANIFOLDS | CI 595MN/11 1 X EK FLX P80 | NE | TM MANIFOLDS | 579.37 | 8.166 | 1 | 0 | 1 | 84818059 | 500091MNP80 00001 | 500091MNP80 00001
500091MNUS | MANIFOLDS | BRASS BAR MANIFOLDS | CI 595MN/11 1 X EK T.M. US | NE | TM MANIFOLDS | 579.37 | 8.166 | 1 | 0 | 1 | 84818059 | 500091MNUS 00001 | 500091MNUS 00001
500091MNUSK | MANIFOLDS | BRASS BAR MANIFOLDS | CI 595MN/11 1 X EK T.M. US+KIT | NE | TM MANIFOLDS | 718.24 | 10.057 | 1 | 0 | 1 | 84818059 | 500091MNUSK 00001 | 500091MNUSK 00001
500092CN | MANIFOLDS | BRASS BAR MANIFOLDS | CI 595CN/12 1" X EK FLX | NE | TM MANIFOLDS | 620.39 | 8.775 | 1 | 0 | 1 | 84818059 | 500092CN 00001 | 500092CN 00001
500092CNIV | MANIFOLDS | BRASS BAR MANIFOLDS | CI 595CN/12 1" X EK FLX | NE | TM MANIFOLDS | 620.39 | 8.775 | 1 | 0 | 1 | 84818059 | 500092CNIV 00001 | 500092CNIV 00001
500092CNP80 | MANIFOLDS | BRASS BAR MANIFOLDS | CI 595CN/12 1 X EK FLX P80 | NE | TM MANIFOLDS | 620.39 | 7.624 | 1 | 0 | 1 | 84818059 | 500092CNP80 00001 | 500092CNP80 00001
500092MN | MANIFOLDS | BRASS BAR MANIFOLDS | CI 595MN/12 1" X EK FLX | NE | TM MANIFOLDS | 629.1 | 8.897 | 1 | 0 | 1 | 84818059 | 500092MN 00001 | 500092MN 00001
500092MNA1 | MANIFOLDS | BRASS BAR MANIFOLDS | CI 595M/12 1 X 16 T.M. | NE | TM MANIFOLDS | 581.49 | 7.576 | 1 | 0 | 1 | 84818059 | 500092MNA1 00001 | 500092MNA1 00001
500092MNA1K | MANIFOLDS | BRASS BAR MANIFOLDS | CI 595M/12 1 X 16 T.M.+ KIT | NE | TM MANIFOLDS | 720.36 | 9.467 | 1 | 0 | 1 | 84818059 | 500092MNA1K 00001 | 500092MNA1K 00001
500092MNA2 | MANIFOLDS | BRASS BAR MANIFOLDS | CI 595M/12 1 X 20 T.M. | NE | TM MANIFOLDS | 581.49 | 7.753 | 1 | 0 | 1 | 84818059 | 500092MNA2 00001 | 500092MNA2 00001
500092MNA2K | MANIFOLDS | BRASS BAR MANIFOLDS | CI 595M/12 1 X 20 T.M.+ KIT | NE | TM MANIFOLDS | 720.36 | 9.644 | 1 | 0 | 1 | 84818059 | 500092MNA2K 00001 | 500092MNA2K 00001
500092MNIV | MANIFOLDS | BRASS BAR MANIFOLDS | CI 595MN/12 1" X EK FLX | NE | TM MANIFOLDS | 629.1 | 8.897 | 1 | 0 | 1 | 84818059 | 500092MNIV 00001 | 500092MNIV 00001
500092MNP80 | MANIFOLDS | BRASS BAR MANIFOLDS | CI 595MN/12 1 X EK FLX P80 | NE | TM MANIFOLDS | 629.1 | 8.897 | 1 | 0 | 1 | 84818059 | 500092MNP80 00001 | 500092MNP80 00001
500092MNUS | MANIFOLDS | BRASS BAR MANIFOLDS | CI 595MN/12 1 X EK T.M. US | NE | TM MANIFOLDS | 629.1 | 8.897 | 1 | 0 | 1 | 84818059 | 500092MNUS 00001 | 500092MNUS 00001
500092MNUSK | MANIFOLDS | BRASS BAR MANIFOLDS | CI 595MN/12 1 X EK T.M. US+KIT | NE | TM MANIFOLDS | 767.98 | 10.788 | 1 | 0 | 1 | 84818059 | 500092MNUSK 00001 | 500092MNUSK 00001
500093CN | MANIFOLDS | BRASS BAR MANIFOLDS | CI 595CN/13 1" X EK FLX | NE | TM MANIFOLDS | 672.69 | 8.448 | 1 | 0 | 1 | 84818059 | 500093CN 00001 | 500093CN 00001
500093CNIV | MANIFOLDS | BRASS BAR MANIFOLDS | CI 595CN/13 1" X EK FLX | NE | TM MANIFOLDS | 672.69 | 8.448 | 1 | 0 | 1 | 84818059 | 500093CNIV 00001 | 500093CNIV 00001
500093CNP80 | MANIFOLDS | BRASS BAR MANIFOLDS | CI 595CN/13 1 X EK FLX P80 | NE | TM MANIFOLDS | 672.69 | 8.196 | 1 | 0 | 1 | 84818059 | 500093CNP80 00001 | 500093CNP80 00001
500093MC1 | MANIFOLDS | BRASS BAR MANIFOLDS | CI 595M/13 1 X 16 NPT T.M. | NE | TM MANIFOLDS | 636.69 | 8.187 | 1 | 0 | 1 | 84818059 | 500093MC1 00001 | 500093MC1 00001
500093MC2 | MANIFOLDS | BRASS BAR MANIFOLDS | CI 595M/13 1 X 20 NPT T.M. | NE | TM MANIFOLDS | 636.69 | 0.371 | 1 | 0 | 1 | 84818059 | 500093MC2 00001 | 500093MC2 00001
500093MN | MANIFOLDS | BRASS BAR MANIFOLDS | CI 595MN/13 1" X EK FLX | NE | TM MANIFOLDS | 682.12 | 9.594 | 1 | 0 | 1 | 84818059 | 500093MN 00001 | 500093MN 00001
500093MNA1 | MANIFOLDS | BRASS BAR MANIFOLDS | CI 595M/13 1 X 16 T.M. | NE | TM MANIFOLDS | 635.06 | 8.148 | 1 | 0 | 1 | 84818059 | 500093MNA1 00001 | 500093MNA1 00001
500093MNA1K | MANIFOLDS | BRASS BAR MANIFOLDS | CI 595M/13 1 X 16 T.M.+ KIT | NE | TM MANIFOLDS | 773.94 | 10.039 | 1 | 0 | 1 | 84818059 | 500093MNA1K 00001 | 500093MNA1K 00001
500093MNA2 | MANIFOLDS | BRASS BAR MANIFOLDS | CI 595M/13 1 X 20 T.M. | NE | TM MANIFOLDS | 635.06 | 8.333 | 1 | 0 | 1 | 84818059 | 500093MNA2 00001 | 500093MNA2 00001
500093MNA2K | MANIFOLDS | BRASS BAR MANIFOLDS | CI 595M/13 1 X 20 T.M.+ KIT | NE | TM MANIFOLDS | 773.94 | 10.224 | 1 | 0 | 1 | 84818059 | 500093MNA2K 00001 | 500093MNA2K 00001
500093MNIV | MANIFOLDS | BRASS BAR MANIFOLDS | CI 595MN/13 1" X EK FLX | NE | TM MANIFOLDS | 682.12 | 9.594 | 1 | 0 | 1 | 84818059 | 500093MNIV 00001 | 500093MNIV 00001
500093MNP80 | MANIFOLDS | BRASS BAR MANIFOLDS | CI 595MN/13 1 X EK FLX P80 | NE | TM MANIFOLDS | 682.12 | 9.594 | 1 | 0 | 1 | 84818059 | 500093MNP80 00001 | 500093MNP80 00001
500093MNUS | MANIFOLDS | BRASS BAR MANIFOLDS | CI 595MN/13 1 X EK T.M. US | NE | TM MANIFOLDS | 682.12 | 9.594 | 1 | 0 | 1 | 84818059 | 500093MNUS 00001 | 500093MNUS 00001
500093MNUSK | MANIFOLDS | BRASS BAR MANIFOLDS | CI 595MN/13 1 X EK T.M. US+KIT | NE | TM MANIFOLDS | 821 | 11.485 | 1 | 0 | 1 | 84818059 | 500093MNUSK 00001 | 500093MNUSK 00001
502082N | MANIFOLDS | BRASS BAR MANIFOLDS | CI 601N/02 1" X EK SP FLX | NE | TM MANIFOLDS | 73.92 | 0 | 12 | 0 | 12 | 84818059 | 502082N 00012 | 502082N 00012
502083N | MANIFOLDS | BRASS BAR MANIFOLDS | CI 601N/03 1" X EK SP FLX | NE | TM MANIFOLDS | 105.47 | 1.253 | 8 | 0 | 8 | 84818059 | 502083N 00008 | 502083N 00008
502084N | MANIFOLDS | BRASS BAR MANIFOLDS | CI 601N/04 1" X EK SP FLX | NE | TM MANIFOLDS | 136.62 | 1.403 | 6 | 0 | 6 | 84818059 | 502084N 00006 | 502084N 00006
502085N | MANIFOLDS | BRASS BAR MANIFOLDS | CI 601N/05 1" X EK SP FLX | NE | TM MANIFOLDS | 168 | 1.947 | 6 | 0 | 6 | 84818059 | 502085N 00006 | 502085N 00006
502086N | MANIFOLDS | BRASS BAR MANIFOLDS | CI 601N/06 1" X EK SP FLX | NE | TM MANIFOLDS | 199.48 | 1.99 | 6 | 0 | 6 | 84818059 | 502086N 00006 | 502086N 00006
502087N | MANIFOLDS | BRASS BAR MANIFOLDS | CI 601N/07 1" X EK SP FLX | NE | TM MANIFOLDS | 230.85 | 2.277 | 6 | 0 | 6 | 84818059 | 502087N 00006 | 502087N 00006
502088N | MANIFOLDS | BRASS BAR MANIFOLDS | CI 601N/08 1" X EK SP FLX | NE | TM MANIFOLDS | 262.36 | 2.565 | 6 | 0 | 6 | 84818059 | 502088N 00006 | 502088N 00006
502089N | MANIFOLDS | BRASS BAR MANIFOLDS | CI 601N/09 1" X EK SP FLX | NE | TM MANIFOLDS | 294.2 | 2.752 | 6 | 0 | 6 | 84818059 | 502089N 00006 | 502089N 00006
502090N | MANIFOLDS | BRASS BAR MANIFOLDS | CI 601N/10 1" X EK SP FLX | NE | TM MANIFOLDS | 323.91 | 2.979 | 6 | 0 | 6 | 84818059 | 502090N 00006 | 502090N 00006
502091N | MANIFOLDS | BRASS BAR MANIFOLDS | CI 601N/11 1" X EK SP FLX | NE | TM MANIFOLDS | 357.27 | 4.015 | 6 | 0 | 6 | 84818059 | 502091N 00006 | 502091N 00006
502092N | MANIFOLDS | BRASS BAR MANIFOLDS | CI 601N/12 1" X EK SP FLX | NE | TM MANIFOLDS | 388.25 | 0 | 6 | 0 | 6 | 84818059 | 502092N 00006 | 502092N 00006
502142CN | MANIFOLDS | BRASS BAR MANIFOLDS | CI 595CN/02 1"1/4 X EK FLX | NE | TM MANIFOLDS | 139.69 | 2.222 | 1 | 0 | 1 | 84818059 | 502142CN 00001 | 502142CN 00001
502142MN | MANIFOLDS | BRASS BAR MANIFOLDS | CI 595MN/02 1"1/4 X EK FLX | NE | TM MANIFOLDS | 141.11 | 2.292 | 1 | 0 | 1 | 84818059 | 502142MN 00001 | 502142MN 00001
502142MNUS | MANIFOLDS | BRASS BAR MANIFOLDS | CI 595MN/02 1 1/4 X EK T.M.US | NE | TM MANIFOLDS | 141.11 | 2.292 | 1 | 0 | 1 | 84818059 | 502142MNUS 00001 | 502142MNUS 00001
502143CN | MANIFOLDS | BRASS BAR MANIFOLDS | CI 595CN/03 1"1/4 X EK FLX | NE | TM MANIFOLDS | 194.96 | 2.977 | 1 | 0 | 1 | 84818059 | 502143CN 00001 | 502143CN 00001
502143MN | MANIFOLDS | BRASS BAR MANIFOLDS | CI 595MN/03 1"1/4 X EK FLX | NE | TM MANIFOLDS | 197.02 | 3.086 | 1 | 0 | 1 | 84818059 | 502143MN 00001 | 502143MN 00001
502143MNUS | MANIFOLDS | BRASS BAR MANIFOLDS | CI 595MN/03 1 1/4 X EK T.M.US | NE | TM MANIFOLDS | 197.02 | 3.086 | 1 | 0 | 1 | 84818059 | 502143MNUS 00001 | 502143MNUS 00001
502144CN | MANIFOLDS | BRASS BAR MANIFOLDS | CI 595CN/04 1"1/4 X EK FLX | NE | TM MANIFOLDS | 250.41 | 3.74 | 1 | 0 | 1 | 84818059 | 502144CN 00001 | 502144CN 00001
502144MN | MANIFOLDS | BRASS BAR MANIFOLDS | CI 595MN/04 1"1/4 X EK FLX | NE | TM MANIFOLDS | 253.19 | 3.884 | 1 | 0 | 1 | 84818059 | 502144MN 00001 | 502144MN 00001
502144MNUS | MANIFOLDS | BRASS BAR MANIFOLDS | CI 595MN/04 1 1/4 X EK T.M.US | NE | TM MANIFOLDS | 253.19 | 3.884 | 1 | 0 | 1 | 84818059 | 502144MNUS 00001 | 502144MNUS 00001
502144MNUSK | MANIFOLDS | BRASS BAR MANIFOLDS | CI 595MN/04 1 1/4 X EK T.M.US | NE | TM MANIFOLDS | 456.67 | 0 | 1 | 0 | 1 | 84818059 | 502144MNUSK 00001 | 502144MNUSK 00001
502145CN | MANIFOLDS | BRASS BAR MANIFOLDS | CI 595CN/05 1"1/4 X EK FLX | NE | TM MANIFOLDS | 305.68 | 4.485 | 1 | 0 | 1 | 84818059 | 502145CN 00001 | 502145CN 00001
502145MN | MANIFOLDS | BRASS BAR MANIFOLDS | CI 595MN/05 1"1/4 X EK FLX | NE | TM MANIFOLDS | 309.18 | 4.662 | 1 | 0 | 1 | 84818059 | 502145MN 00001 | 502145MN 00001
502145MNUS | MANIFOLDS | BRASS BAR MANIFOLDS | CI 595MN/05 1 1/4 X EK T.M.US | NE | TM MANIFOLDS | 309.18 | 4.662 | 1 | 0 | 1 | 84818059 | 502145MNUS 00001 | 502145MNUS 00001
502146CN | MANIFOLDS | BRASS BAR MANIFOLDS | CI 595CN/06 1"1/4 X EK FLX | NE | TM MANIFOLDS | 361.08 | 5.256 | 1 | 0 | 1 | 84818059 | 502146CN 00001 | 502146CN 00001
502146MN | MANIFOLDS | BRASS BAR MANIFOLDS | CI 595MN/06 1"1/4 X EK FLX | NE | TM MANIFOLDS | 365.25 | 5.463 | 1 | 0 | 1 | 84818059 | 502146MN 00001 | 502146MN 00001
502146MNUS | MANIFOLDS | BRASS BAR MANIFOLDS | CI 595MN/06 1 1/4 X EK T.M.US | NE | TM MANIFOLDS | 365.25 | 5.463 | 1 | 0 | 1 | 84818059 | 502146MNUS 00001 | 502146MNUS 00001
502147CN | MANIFOLDS | BRASS BAR MANIFOLDS | CI 595CN/07 1"1/4 X EK FLX | NE | TM MANIFOLDS | 416.5 | 6.525 | 1 | 0 | 1 | 84818059 | 502147CN 00001 | 502147CN 00001
502147MN | MANIFOLDS | BRASS BAR MANIFOLDS | CI 595MN/07 1"1/4 X EK FLX | NE | TM MANIFOLDS | 421.31 | 6.265 | 1 | 0 | 1 | 84818059 | 502147MN 00001 | 502147MN 00001
502147MNUS | MANIFOLDS | BRASS BAR MANIFOLDS | CI 595MN/07 1 1/4 X EK T.M.US | NE | TM MANIFOLDS | 421.31 | 6.265 | 1 | 0 | 1 | 84818059 | 502147MNUS 00001 | 502147MNUS 00001
502147MNUSK | MANIFOLDS | BRASS BAR MANIFOLDS | CI 595MN/07 1 1/4 X EK T.M.US | NE | TM MANIFOLDS | 624.81 | 0 | 1 | 0 | 1 | 84818059 | 502147MNUSK 00001 | 502147MNUSK 00001
502148CN | MANIFOLDS | BRASS BAR MANIFOLDS | CI 595CN/08 1"1/4 X EK FLX | NE | TM MANIFOLDS | 471.81 | 6.961 | 1 | 0 | 1 | 84818059 | 502148CN 00001 | 502148CN 00001
502148MN | MANIFOLDS | BRASS BAR MANIFOLDS | CI 595MN/08 1"1/4 X EK FLX | NE | TM MANIFOLDS | 477.33 | 7.067 | 1 | 0 | 1 | 84818059 | 502148MN 00001 | 502148MN 00001
502148MNUS | MANIFOLDS | BRASS BAR MANIFOLDS | CI 595MN/08 1 1/4 X EK T.M.US | NE | TM MANIFOLDS | 477.33 | 7.067 | 1 | 0 | 1 | 84818059 | 502148MNUS 00001 | 502148MNUS 00001
502148MNUSK | MANIFOLDS | BRASS BAR MANIFOLDS | CI 595MN/08 1 1/4 X EK T.M.US | NE | TM MANIFOLDS | 680.81 | 0 | 1 | 0 | 1 | 84818059 | 502148MNUSK 00001 | 502148MNUSK 00001
502149CN | MANIFOLDS | BRASS BAR MANIFOLDS | CI 595CN/09 1"1/4 X EK FLX | NE | TM MANIFOLDS | 527.12 | 7.505 | 1 | 0 | 1 | 84818059 | 502149CN 00001 | 502149CN 00001
502149MN | MANIFOLDS | BRASS BAR MANIFOLDS | CI 595MN/09 1"1/4 X EK FLX | NE | TM MANIFOLDS | 533.37 | 7.832 | 1 | 0 | 1 | 84818059 | 502149MN 00001 | 502149MN 00001
502149MNUS | MANIFOLDS | BRASS BAR MANIFOLDS | CI 595MN/09 1 1/4 X EK T.M.US | NE | TM MANIFOLDS | 533.37 | 7.832 | 1 | 0 | 1 | 84818059 | 502149MNUS 00001 | 502149MNUS 00001
502150CN | MANIFOLDS | BRASS BAR MANIFOLDS | CI 595CN/10 1"1/4 X EK FLX | NE | TM MANIFOLDS | 582.4 | 8.282 | 1 | 0 | 1 | 84818059 | 502150CN 00001 | 502150CN 00001
502150MN | MANIFOLDS | BRASS BAR MANIFOLDS | CI 595MN/10 1"1/4 X EK FLX | NE | TM MANIFOLDS | 589.3 | 8.639 | 1 | 0 | 1 | 84818059 | 502150MN 00001 | 502150MN 00001
502150MNUS | MANIFOLDS | BRASS BAR MANIFOLDS | CI 595MN/10 1 1/4 X EK T.M.US | NE | TM MANIFOLDS | 589.3 | 8.639 | 1 | 0 | 1 | 84818059 | 502150MNUS 00001 | 502150MNUS 00001
502150MNUSK | MANIFOLDS | BRASS BAR MANIFOLDS | CI 595MN/10 1 1/4 X EK T.M.US | NE | TM MANIFOLDS | 792.76 | 0 | 1 | 0 | 1 | 84818059 | 502150MNUSK 00001 | 502150MNUSK 00001
502151CN | MANIFOLDS | BRASS BAR MANIFOLDS | CI 595CN/11 1"1/4 X EK FLX | NE | TM MANIFOLDS | 637.86 | 9.008 | 1 | 0 | 1 | 84818059 | 502151CN 00001 | 502151CN 00001
502151MN | MANIFOLDS | BRASS BAR MANIFOLDS | CI 595MN/11 1"1/4 X EK FLX | NE | TM MANIFOLDS | 645.44 | 9.414 | 1 | 0 | 1 | 84818059 | 502151MN 00001 | 502151MN 00001
502151MNUS | MANIFOLDS | BRASS BAR MANIFOLDS | CI 595MN/11 1 1/4 X EK T.M.US | NE | TM MANIFOLDS | 645.44 | 9.414 | 1 | 0 | 1 | 84818059 | 502151MNUS 00001 | 502151MNUS 00001
502152CN | MANIFOLDS | BRASS BAR MANIFOLDS | CI 595CN/12 1"1/4 X EK FLX | NE | TM MANIFOLDS | 693.12 | 9.886 | 1 | 0 | 1 | 84818059 | 502152CN 00001 | 502152CN 00001
502152MN | MANIFOLDS | BRASS BAR MANIFOLDS | CI 595MN/12 1"1/4 X EK FLX | NE | TM MANIFOLDS | 701.44 | 10.223 | 1 | 0 | 1 | 84818059 | 502152MN 00001 | 502152MN 00001
502152MNUS | MANIFOLDS | BRASS BAR MANIFOLDS | CI 595MN/12 1 1/4 X EK T.M.US | NE | TM MANIFOLDS | 701.44 | 10.223 | 1 | 0 | 1 | 84818059 | 502152MNUS 00001 | 502152MNUS 00001
502153CN | MANIFOLDS | BRASS BAR MANIFOLDS | CI 595CN/13 1"1/4 X EK FLX | NE | TM MANIFOLDS | 748.55 | 10.593 | 1 | 0 | 1 | 84818059 | 502153CN 00001 | 502153CN 00001
502153MN | MANIFOLDS | BRASS BAR MANIFOLDS | CI 595MN/13 1"1/4 X EK FLX | NE | TM MANIFOLDS | 757.52 | 11.014 | 1 | 0 | 1 | 84818059 | 502153MN 00001 | 502153MN 00001
502153MNUS | MANIFOLDS | BRASS BAR MANIFOLDS | CI 595MN/13 1 1/4 X EK T.M.US | NE | TM MANIFOLDS | 757.52 | 11.014 | 1 | 0 | 1 | 84818059 | 502153MNUS 00001 | 502153MNUS 00001
502182N | MANIFOLDS | BRASS BAR MANIFOLDS | CI 601N/02 1"1/4 X EK SP FLX | NE | TM MANIFOLDS | 82.67 | 0 | 6 | 0 | 6 | 84818059 | 502182N 00006 | 502182N 00006
502183N | MANIFOLDS | BRASS BAR MANIFOLDS | CI 601N/03 1"1/4 X EK SP FLX | NE | TM MANIFOLDS | 116.02 | 0 | 6 | 0 | 6 | 84818059 | 502183N 00006 | 502183N 00006
502184N | MANIFOLDS | BRASS BAR MANIFOLDS | CI 601N/04 1"1/4 X EK SP FLX | NE | TM MANIFOLDS | 149.47 | 0 | 5 | 0 | 5 | 84818059 | 502184N 00005 | 502184N 00005
502185N | MANIFOLDS | BRASS BAR MANIFOLDS | CI 601N/05 1"1/4 X EK SP FLX | NE | TM MANIFOLDS | 182.85 | 0 | 5 | 0 | 5 | 84818059 | 502185N 00005 | 502185N 00005
502186N | MANIFOLDS | BRASS BAR MANIFOLDS | CI 601N/06 1"1/4 X EK SP FLX | NE | TM MANIFOLDS | 216.16 | 0 | 5 | 0 | 5 | 84818059 | 502186N 00005 | 502186N 00005
502187N | MANIFOLDS | BRASS BAR MANIFOLDS | CI 601N/07 1"1/4 X EK SP FLX | NE | TM MANIFOLDS | 249.61 | 0 | 5 | 0 | 5 | 84818059 | 502187N 00005 | 502187N 00005
502188N | MANIFOLDS | BRASS BAR MANIFOLDS | CI 601N/08 1"1/4 X EK SP FLX | NE | TM MANIFOLDS | 282.94 | 0 | 5 | 0 | 5 | 84818059 | 502188N 00005 | 502188N 00005
502189N | MANIFOLDS | BRASS BAR MANIFOLDS | CI 601N/09 1"1/4 X EK SP FLX | NE | TM MANIFOLDS | 316.3 | 0 | 5 | 0 | 5 | 84818059 | 502189N 00005 | 502189N 00005
502190N | MANIFOLDS | BRASS BAR MANIFOLDS | CI 601N/10 1"1/4 X EK SP FLX | NE | TM MANIFOLDS | 349.64 | 0 | 5 | 0 | 5 | 84818059 | 502190N 00005 | 502190N 00005
502191N | MANIFOLDS | BRASS BAR MANIFOLDS | CI 601N/11 1"1/4 X EK SP FLX | NE | TM MANIFOLDS | 383.01 | 0 | 5 | 0 | 5 | 84818059 | 502191N 00005 | 502191N 00005
502192N | MANIFOLDS | BRASS BAR MANIFOLDS | CI 601N/12 1"1/4 X EK SP FLX | NE | TM MANIFOLDS | 416.36 | 0 | 5 | 0 | 5 | 84818059 | 502192N 00005 | 502192N 00005
502252CN | MANIFOLDS | BRASS BAR MANIFOLDS | CI 596CN/02 1" X EK SP FLX | NE | TM MANIFOLDS | 146.44 | 2.346 | 1 | 0 | 1 | 84818059 | 502252CN 00001 | 502252CN 00001
502252CNP80 | MANIFOLDS | BRASS BAR MANIFOLDS | CI 596CN/02 1 X EK SP FLX P80 | NE | TM MANIFOLDS | 146.44 | 2.346 | 1 | 0 | 1 | 84818059 | 502252CNP80 00001 | 502252CNP80 00001
502252MN | MANIFOLDS | BRASS BAR MANIFOLDS | CI 596MN/02 1" X EK SP FLX | NE | TM MANIFOLDS | 147.91 | 2.265 | 1 | 0 | 1 | 84818059 | 502252MN 00001 | 502252MN 00001
502252MNP80 | MANIFOLDS | BRASS BAR MANIFOLDS | CI 596MN/02 1 X EK SP FLX | NE | TM MANIFOLDS | 147.91 | 2.265 | 1 | 0 | 1 | 84818059 | 502252MNP80 00001 | 502252MNP80 00001
502253CN | MANIFOLDS | BRASS BAR MANIFOLDS | CI 596CN/03 1" X EK SP FLX | NE | TM MANIFOLDS | 196.1 | 3.022 | 1 | 0 | 1 | 84818059 | 502253CN 00001 | 502253CN 00001
502253CNP80 | MANIFOLDS | BRASS BAR MANIFOLDS | CI 596CN/03 1 X EK SP FLX P80 | NE | TM MANIFOLDS | 196.1 | 3.022 | 1 | 0 | 1 | 84818059 | 502253CNP80 00001 | 502253CNP80 00001
502253MN | MANIFOLDS | BRASS BAR MANIFOLDS | CI 596MN/03 1" X EK SP FLX | NE | TM MANIFOLDS | 198.32 | 2.887 | 1 | 0 | 1 | 84818059 | 502253MN 00001 | 502253MN 00001
502253MNP80 | MANIFOLDS | BRASS BAR MANIFOLDS | CI 596MN/03 1 X EK SP FLX | NE | TM MANIFOLDS | 198.32 | 2.887 | 1 | 0 | 1 | 84818059 | 502253MNP80 00001 | 502253MNP80 00001
502254CN | MANIFOLDS | BRASS BAR MANIFOLDS | CI 596CN/04 1" X EK SP FLX | NE | TM MANIFOLDS | 245.27 | 3.703 | 1 | 0 | 1 | 84818059 | 502254CN 00001 | 502254CN 00001
502254CNP80 | MANIFOLDS | BRASS BAR MANIFOLDS | CI 596CN/04 1 X EK SP FLXP80 | NE | TM MANIFOLDS | 245.27 | 3.703 | 1 | 0 | 1 | 84818059 | 502254CNP80 00001 | 502254CNP80 00001
502254MN | MANIFOLDS | BRASS BAR MANIFOLDS | CI 596MN/04 1" X EK SP FLX | NE | TM MANIFOLDS | 248.23 | 3.74 | 1 | 0 | 1 | 84818059 | 502254MN 00001 | 502254MN 00001
502254MNP80 | MANIFOLDS | BRASS BAR MANIFOLDS | CI 596MN/04 1 X EK SP FLX | NE | TM MANIFOLDS | 248.23 | 3.74 | 1 | 0 | 1 | 84818059 | 502254MNP80 00001 | 502254MNP80 00001
502255CN | MANIFOLDS | BRASS BAR MANIFOLDS | CI 596CN/05 1" X EK SP FLX | NE | TM MANIFOLDS | 294.82 | 4.378 | 1 | 0 | 1 | 84818059 | 502255CN 00001 | 502255CN 00001
502255CNP80 | MANIFOLDS | BRASS BAR MANIFOLDS | CI 596CN/05 1 X EK SP FLXP80 | NE | TM MANIFOLDS | 294.82 | 4.378 | 1 | 0 | 1 | 84818059 | 502255CNP80 00001 | 502255CNP80 00001
502255MN | MANIFOLDS | BRASS BAR MANIFOLDS | CI 596MN/05 1" X EK SP FLX | NE | TM MANIFOLDS | 298.43 | 4.438 | 1 | 0 | 1 | 84818059 | 502255MN 00001 | 502255MN 00001
502255MNP80 | MANIFOLDS | BRASS BAR MANIFOLDS | CI 596MN/05 1 X EK SP FLX | NE | TM MANIFOLDS | 298.43 | 4.438 | 1 | 0 | 1 | 84818059 | 502255MNP80 00001 | 502255MNP80 00001
502256CN | MANIFOLDS | BRASS BAR MANIFOLDS | CI 596CN/06 1" X EK SP FLX | NE | TM MANIFOLDS | 344.37 | 5.059 | 1 | 0 | 1 | 84818059 | 502256CN 00001 | 502256CN 00001
502256CNP80 | MANIFOLDS | BRASS BAR MANIFOLDS | CI 596CN/06 1 X EK SP FLX P80 | NE | TM MANIFOLDS | 344.37 | 5.059 | 1 | 0 | 1 | 84818059 | 502256CNP80 00001 | 502256CNP80 00001
502256MN | MANIFOLDS | BRASS BAR MANIFOLDS | CI 596MN/06 1" X EK SP FLX | NE | TM MANIFOLDS | 348.76 | 5.134 | 1 | 0 | 1 | 84818059 | 502256MN 00001 | 502256MN 00001
502256MNP80 | MANIFOLDS | BRASS BAR MANIFOLDS | CI 596MN/06 1 X EK SP FLX | NE | TM MANIFOLDS | 348.76 | 5.134 | 1 | 0 | 1 | 84818059 | 502256MNP80 00001 | 502256MNP80 00001
502257CN | MANIFOLDS | BRASS BAR MANIFOLDS | CI 596CN/07 1" X EK SP FLX | NE | TM MANIFOLDS | 393.83 | 5.745 | 1 | 0 | 1 | 84818059 | 502257CN 00001 | 502257CN 00001
502257CNP80 | MANIFOLDS | BRASS BAR MANIFOLDS | CI 596CN/07 1 X EK SP FLX P80 | NE | TM MANIFOLDS | 393.83 | 5.745 | 1 | 0 | 1 | 84818059 | 502257CNP80 00001 | 502257CNP80 00001
502257MN | MANIFOLDS | BRASS BAR MANIFOLDS | CI 596MN/07 1" X EK SP FLX | NE | TM MANIFOLDS | 398.92 | 5.839 | 1 | 0 | 1 | 84818059 | 502257MN 00001 | 502257MN 00001
502257MNP80 | MANIFOLDS | BRASS BAR MANIFOLDS | CI 596MN/07 1 X EK SP FLX | NE | TM MANIFOLDS | 398.92 | 5.839 | 1 | 0 | 1 | 84818059 | 502257MNP80 00001 | 502257MNP80 00001
502258CN | MANIFOLDS | BRASS BAR MANIFOLDS | CI 596CN/08 1" X EK SP FLX | NE | TM MANIFOLDS | 443.37 | 6.43 | 1 | 0 | 1 | 84818059 | 502258CN 00001 | 502258CN 00001
502258CNP80 | MANIFOLDS | BRASS BAR MANIFOLDS | CI 596CN/08 1 X EK SP FLX P80 | NE | TM MANIFOLDS | 443.37 | 6.43 | 1 | 0 | 1 | 84818059 | 502258CNP80 00001 | 502258CNP80 00001
502258MN | MANIFOLDS | BRASS BAR MANIFOLDS | CI 596MN/08 1" X EK SP FLX | NE | TM MANIFOLDS | 449.19 | 6.51 | 1 | 0 | 1 | 84818059 | 502258MN 00001 | 502258MN 00001
502258MNP80 | MANIFOLDS | BRASS BAR MANIFOLDS | CI 596MN/08 1 X EK SP FLX | NE | TM MANIFOLDS | 449.19 | 6.51 | 1 | 0 | 1 | 84818059 | 502258MNP80 00001 | 502258MNP80 00001
502259CN | MANIFOLDS | BRASS BAR MANIFOLDS | CI 596CN/09 1" X EK SP FLX | NE | TM MANIFOLDS | 493.27 | 7.094 | 1 | 0 | 1 | 84818059 | 502259CN 00001 | 502259CN 00001
502259CNP80 | MANIFOLDS | BRASS BAR MANIFOLDS | CI 596CN/09 1 X EK SP FLX P80 | NE | TM MANIFOLDS | 493.27 | 7.094 | 1 | 0 | 1 | 84818059 | 502259CNP80 00001 | 502259CNP80 00001
502259MN | MANIFOLDS | BRASS BAR MANIFOLDS | CI 596MN/09 1" X EK SP FLX | NE | TM MANIFOLDS | 499.77 | 7.176 | 1 | 0 | 1 | 84818059 | 502259MN 00001 | 502259MN 00001
502259MNP80 | MANIFOLDS | BRASS BAR MANIFOLDS | CI 596MN/09 1 X EK SP FLX | NE | TM MANIFOLDS | 499.77 | 7.176 | 1 | 0 | 1 | 84818059 | 502259MNP80 00001 | 502259MNP80 00001
502260CN | MANIFOLDS | BRASS BAR MANIFOLDS | CI 596CN/10 1" X EK SP FLX | NE | TM MANIFOLDS | 541.09 | 7.794 | 1 | 0 | 1 | 84818059 | 502260CN 00001 | 502260CN 00001
502260CNP80 | MANIFOLDS | BRASS BAR MANIFOLDS | CI 596CN/10 1 X EK SP FLX P80 | NE | TM MANIFOLDS | 541.09 | 7.794 | 1 | 0 | 1 | 84818059 | 502260CNP80 00001 | 502260CNP80 00001
502260MN | MANIFOLDS | BRASS BAR MANIFOLDS | CI 596MN/10 1" X EK SP FLX | NE | TM MANIFOLDS | 548.36 | 7.858 | 1 | 0 | 1 | 84818059 | 502260MN 00001 | 502260MN 00001
502260MNP80 | MANIFOLDS | BRASS BAR MANIFOLDS | CI 596MN/10 1 X EK SP FLX | NE | TM MANIFOLDS | 548.36 | 7.858 | 1 | 0 | 1 | 84818059 | 502260MNP80 00001 | 502260MNP80 00001
502261CN | MANIFOLDS | BRASS BAR MANIFOLDS | CI 596CN/11 1" X EK SP FLX | NE | TM MANIFOLDS | 592.47 | 8.464 | 1 | 0 | 1 | 84818059 | 502261CN 00001 | 502261CN 00001
502261CNP80 | MANIFOLDS | BRASS BAR MANIFOLDS | CI 596CN/11 1 X EK SP FLX P80 | NE | TM MANIFOLDS | 592.47 | 8.464 | 1 | 0 | 1 | 84818059 | 502261CNP80 00001 | 502261CNP80 00001
502261MN | MANIFOLDS | BRASS BAR MANIFOLDS | CI 596MN/11 1" X EK SP FLX | NE | TM MANIFOLDS | 600.48 | 7.935 | 1 | 0 | 1 | 84818059 | 502261MN 00001 | 502261MN 00001
502261MNP80 | MANIFOLDS | BRASS BAR MANIFOLDS | CI 596MN/11 1 X EK SP FLX | NE | TM MANIFOLDS | 600.48 | 7.935 | 1 | 0 | 1 | 84818059 | 502261MNP80 00001 | 502261MNP80 00001
502262CN | MANIFOLDS | BRASS BAR MANIFOLDS | CI 596CN/12 1" X EK SP FLX | NE | TM MANIFOLDS | 641.48 | 9.15 | 1 | 0 | 1 | 84818059 | 502262CN 00001 | 502262CN 00001
502262CNP80 | MANIFOLDS | BRASS BAR MANIFOLDS | CI 596CN/12 1 X EK SP FLXP80 | NE | TM MANIFOLDS | 641.48 | 9.15 | 1 | 0 | 1 | 84818059 | 502262CNP80 00001 | 502262CNP80 00001
502262MN | MANIFOLDS | BRASS BAR MANIFOLDS | CI 596MN/12 1" X EK SP FLX | NE | TM MANIFOLDS | 650.22 | 9.158 | 1 | 0 | 1 | 84818059 | 502262MN 00001 | 502262MN 00001
502262MNP80 | MANIFOLDS | BRASS BAR MANIFOLDS | CI 596MN/12 1 X EK SP FLX | NE | TM MANIFOLDS | 650.22 | 9.158 | 1 | 0 | 1 | 84818059 | 502262MNP80 00001 | 502262MNP80 00001
502272CN | MANIFOLDS | BRASS BAR MANIFOLDS | CI 596CN/02 1"1/4 X EK SP FLX | NE | TM MANIFOLDS | 160.86 | 0 | 1 | 0 | 1 | 84818059 | 502272CN 00001 | 502272CN 00001
502272MN | MANIFOLDS | BRASS BAR MANIFOLDS | CI 596MN/02 1"1/4 X EK SP FLX | NE | TM MANIFOLDS | 162.21 | 0 | 1 | 0 | 1 | 84818059 | 502272MN 00001 | 502272MN 00001
502273CN | MANIFOLDS | BRASS BAR MANIFOLDS | CI 596CN/03 1"1/4 X EK SP FLX | NE | TM MANIFOLDS | 216.12 | 0 | 1 | 0 | 1 | 84818059 | 502273CN 00001 | 502273CN 00001
502273MN | MANIFOLDS | BRASS BAR MANIFOLDS | CI 596MN/03 1"1/4 X EK SP FLX | NE | TM MANIFOLDS | 218.19 | 0 | 1 | 0 | 1 | 84818059 | 502273MN 00001 | 502273MN 00001
502274CN | MANIFOLDS | BRASS BAR MANIFOLDS | CI 596CN/04 1"1/4 X EK SP FLX | NE | TM MANIFOLDS | 271.56 | 4.257 | 1 | 0 | 1 | 84818059 | 502274CN 00001 | 502274CN 00001
502274MN | MANIFOLDS | BRASS BAR MANIFOLDS | CI 596MN/04 1"1/4 X EK SP FLX | NE | TM MANIFOLDS | 274.3 | 4.296 | 1 | 0 | 1 | 84818059 | 502274MN 00001 | 502274MN 00001
502275CN | MANIFOLDS | BRASS BAR MANIFOLDS | CI 596CN/05 1"1/4 X EK SP FLX | NE | TM MANIFOLDS | 326.84 | 5.013 | 1 | 0 | 1 | 84818059 | 502275CN 00001 | 502275CN 00001
502275MN | MANIFOLDS | BRASS BAR MANIFOLDS | CI 596MN/05 1"1/4 X EK SP FLX | NE | TM MANIFOLDS | 330.28 | 5.037 | 1 | 0 | 1 | 84818059 | 502275MN 00001 | 502275MN 00001
502276CN | MANIFOLDS | BRASS BAR MANIFOLDS | CI 596CN/06 1"1/4 X EK SP FLX | NE | TM MANIFOLDS | 382.21 | 5.926 | 1 | 0 | 1 | 84818059 | 502276CN 00001 | 502276CN 00001
502276MN | MANIFOLDS | BRASS BAR MANIFOLDS | CI 596MN/06 1"1/4 X EK SP FLX | NE | TM MANIFOLDS | 386.35 | 5.82 | 1 | 0 | 1 | 84818059 | 502276MN 00001 | 502276MN 00001
502277CN | MANIFOLDS | BRASS BAR MANIFOLDS | CI 596CN/07 1"1/4 X EK SP FLX | NE | TM MANIFOLDS | 437.62 | 6.717 | 1 | 0 | 1 | 84818059 | 502277CN 00001 | 502277CN 00001
502277MN | MANIFOLDS | BRASS BAR MANIFOLDS | CI 596MN/07 1"1/4 X EK SP FLX | NE | TM MANIFOLDS | 442.44 | 6.615 | 1 | 0 | 1 | 84818059 | 502277MN 00001 | 502277MN 00001
502278CN | MANIFOLDS | BRASS BAR MANIFOLDS | CI 596CN/08 1"1/4 X EK SP FLX | NE | TM MANIFOLDS | 492.93 | 7.47 | 1 | 0 | 1 | 84818059 | 502278CN 00001 | 502278CN 00001
502278MN | MANIFOLDS | BRASS BAR MANIFOLDS | CI 596MN/08 1"1/4 X EK SP FLX | NE | TM MANIFOLDS | 498.47 | 7.38 | 1 | 0 | 1 | 84818059 | 502278MN 00001 | 502278MN 00001
502279CN | MANIFOLDS | BRASS BAR MANIFOLDS | CI 596CN/09 1"1/4 X EK SP FLX | NE | TM MANIFOLDS | 548.23 | 8.264 | 1 | 0 | 1 | 84818059 | 502279CN 00001 | 502279CN 00001
502279MN | MANIFOLDS | BRASS BAR MANIFOLDS | CI 596MN/09 1"1/4 X EK SP FLX | NE | TM MANIFOLDS | 554.47 | 8.112 | 1 | 0 | 1 | 84818059 | 502279MN 00001 | 502279MN 00001
502280CN | MANIFOLDS | BRASS BAR MANIFOLDS | CI 596CN/10 1"1/4 X EK SP FLX | NE | TM MANIFOLDS | 603.5 | 8.787 | 1 | 0 | 1 | 84818059 | 502280CN 00001 | 502280CN 00001
502280MN | MANIFOLDS | BRASS BAR MANIFOLDS | CI 596MN/10 1"1/4 X EK SP FLX | NE | TM MANIFOLDS | 610.51 | 8.919 | 1 | 0 | 1 | 84818059 | 502280MN 00001 | 502280MN 00001
502281CN | MANIFOLDS | BRASS BAR MANIFOLDS | CI 596CN/11 1"1/4 X EK SP FLX | NE | TM MANIFOLDS | 658.98 | 9.842 | 1 | 0 | 1 | 84818059 | 502281CN 00001 | 502281CN 00001
502281MN | MANIFOLDS | BRASS BAR MANIFOLDS | CI 596MN/11 1"1/4 X EK SP FLX | NE | TM MANIFOLDS | 666.54 | 9.706 | 1 | 0 | 1 | 84818059 | 502281MN 00001 | 502281MN 00001
502282CN | MANIFOLDS | BRASS BAR MANIFOLDS | CI 596CN/12 1"1/4 X EK SP FLX | NE | TM MANIFOLDS | 714.25 | 10.583 | 1 | 0 | 1 | 84818059 | 502282CN 00001 | 502282CN 00001
502282MN | MANIFOLDS | BRASS BAR MANIFOLDS | CI 596MN/12 1"1/4 X EK SP FLX | NE | TM MANIFOLDS | 722.56 | 10.4 | 1 | 0 | 1 | 84818059 | 502282MN 00001 | 502282MN 00001
502372N | MANIFOLDS | BRASS BAR MANIFOLDS | CI 600N/02 1" X EK FLX | NE | TM MANIFOLDS | 66.42 | 0.724 | 12 | 0 | 12 | 84818059 | 502372N 00012 | 502372N 00012
502373N | MANIFOLDS | BRASS BAR MANIFOLDS | CI 600N/03 1" X EK FLX | NE | TM MANIFOLDS | 97.97 | 1.084 | 12 | 0 | 12 | 84818059 | 502373N 00012 | 502373N 00012
502374N | MANIFOLDS | BRASS BAR MANIFOLDS | CI 600N/04 1" X EK FLX | NE | TM MANIFOLDS | 129.1 | 1.424 | 8 | 0 | 8 | 84818059 | 502374N 00008 | 502374N 00008
502375N | MANIFOLDS | BRASS BAR MANIFOLDS | CI 600N/05 1" X EK FLX | NE | TM MANIFOLDS | 160.46 | 1.77 | 6 | 0 | 6 | 84818059 | 502375N 00006 | 502375N 00006
502376N | MANIFOLDS | BRASS BAR MANIFOLDS | CI 600N/06 1" X EK FLX | NE | TM MANIFOLDS | 191.98 | 2.135 | 6 | 0 | 6 | 84818059 | 502376N 00006 | 502376N 00006
502377N | MANIFOLDS | BRASS BAR MANIFOLDS | CI 600N/07 1" X EK FLX | NE | TM MANIFOLDS | 223.34 | 2.479 | 6 | 0 | 6 | 84818059 | 502377N 00006 | 502377N 00006
502378N | MANIFOLDS | BRASS BAR MANIFOLDS | CI 600N/08 1" X EK FLX | NE | TM MANIFOLDS | 254.86 | 2.806 | 6 | 0 | 6 | 84818059 | 502378N 00006 | 502378N 00006
502379N | MANIFOLDS | BRASS BAR MANIFOLDS | CI 600N/09 1" X EK FLX | NE | TM MANIFOLDS | 286.64 | 3.21 | 6 | 0 | 6 | 84818059 | 502379N 00006 | 502379N 00006
502380N | MANIFOLDS | BRASS BAR MANIFOLDS | CI 600N/10 1" X EK FLX | NE | TM MANIFOLDS | 316.4 | 3.52 | 6 | 0 | 6 | 84818059 | 502380N 00006 | 502380N 00006
502381N | MANIFOLDS | BRASS BAR MANIFOLDS | CI 600N/11 1" X EK FLX | NE | TM MANIFOLDS | 349.71 | 3.873 | 6 | 0 | 6 | 84818059 | 502381N 00006 | 502381N 00006
502382N | MANIFOLDS | BRASS BAR MANIFOLDS | CI 600N/12 1" X EK FLX | NE | TM MANIFOLDS | 380.69 | 4.166 | 6 | 0 | 6 | 84818059 | 502382N 00006 | 502382N 00006
502383N | MANIFOLDS | BRASS BAR MANIFOLDS | CI 600N/13 1" X EK FLX | NE | TM MANIFOLDS | 414.86 | 4.514 | 6 | 0 | 6 | 84818059 | 502383N 00006 | 502383N 00006
502392N | MANIFOLDS | BRASS BAR MANIFOLDS | CI 600N/02 1"1/4 X EK FLX | NE | TM MANIFOLDS | 71.81 | 0.819 | 8 | 0 | 8 | 84818059 | 502392N 00008 | 502392N 00008
502393N | MANIFOLDS | BRASS BAR MANIFOLDS | CI 600N/03 1"1/4 X EK FLX | NE | TM MANIFOLDS | 105.12 | 1.226 | 6 | 0 | 6 | 84818059 | 502393N 00006 | 502393N 00006
502394N | MANIFOLDS | BRASS BAR MANIFOLDS | CI 600N/04 1"1/4 X EK FLX | NE | TM MANIFOLDS | 138.58 | 1.598 | 5 | 0 | 5 | 84818059 | 502394N 00005 | 502394N 00005
502395N | MANIFOLDS | BRASS BAR MANIFOLDS | CI 600N/05 1"1/4 X EK FLX | NE | TM MANIFOLDS | 171.95 | 4 | 5 | 0 | 5 | 84818059 | 502395N 00005 | 502395N 00005
502396N | MANIFOLDS | BRASS BAR MANIFOLDS | CI 600N/06 1"1/4 X EK FLX | NE | TM MANIFOLDS | 205.3 | 0 | 5 | 0 | 5 | 84818059 | 502396N 00005 | 502396N 00005
502397N | MANIFOLDS | BRASS BAR MANIFOLDS | CI 600N/07 1"1/4 X EK FLX | NE | TM MANIFOLDS | 238.74 | 2.77 | 5 | 0 | 5 | 84818059 | 502397N 00005 | 502397N 00005
502398N | MANIFOLDS | BRASS BAR MANIFOLDS | CI 600N/08 1"1/4 X EK FLX | NE | TM MANIFOLDS | 272.04 | 3.16 | 5 | 0 | 5 | 84818059 | 502398N 00005 | 502398N 00005
502399N | MANIFOLDS | BRASS BAR MANIFOLDS | CI 600N/09 1"1/4 X EK FLX | NE | TM MANIFOLDS | 305.38 | 3.552 | 5 | 0 | 5 | 84818059 | 502399N 00005 | 502399N 00005
502400N | MANIFOLDS | BRASS BAR MANIFOLDS | CI 600N/10 1"1/4 X EK FLX | NE | TM MANIFOLDS | 338.74 | 0 | 5 | 0 | 5 | 84818059 | 502400N 00005 | 502400N 00005
502401N | MANIFOLDS | BRASS BAR MANIFOLDS | CI 600N/11 1"1/4 X EK FLX | NE | TM MANIFOLDS | 372.14 | 4.332 | 5 | 0 | 5 | 84818059 | 502401N 00005 | 502401N 00005
502402N | MANIFOLDS | BRASS BAR MANIFOLDS | CI 600N/12 1"1/4 X EK FLX | NE | TM MANIFOLDS | 405.49 | 0 | 5 | 0 | 5 | 84818059 | 502402N 00005 | 502402N 00005
502403N | MANIFOLDS | BRASS BAR MANIFOLDS | CI 600N/13 1"1/4 X EK FLX | NE | TM MANIFOLDS | 438.93 | 0 | 5 | 0 | 5 | 84818059 | 502403N 00005 | 502403N 00005
502200 | MANIFOLDS | BRASS BAR MANIFOLDS | CC 00 COL. COMPL.3/4 X EK 4U | NQ | COPLANAR MANIFOLDS | 74.6 | 1.114 | 1 | 0 | 1 | 74122000 | 502200 00001 | 502200 00001
502201 | MANIFOLDS | BRASS BAR MANIFOLDS | CC 00 COL. COMPL. 1" X EK 4U | NQ | COPLANAR MANIFOLDS | 79.45 | 1.271 | 1 | 0 | 1 | 74122000 | 502201 00001 | 502201 00001
502202 | MANIFOLDS | BRASS BAR MANIFOLDS | CC 00 COL. COMPL.3/4 X EK 6U | NQ | COPLANAR MANIFOLDS | 102.57 | 1.618 | 1 | 0 | 1 | 74122000 | 502202 00001 | 502202 00001
502203 | MANIFOLDS | BRASS BAR MANIFOLDS | CC 00 COL. COMPL. 1" X EK 6U | NQ | COPLANAR MANIFOLDS | 117.34 | 1.84 | 1 | 0 | 1 | 74122000 | 502203 00001 | 502203 00001
502204 | MANIFOLDS | BRASS BAR MANIFOLDS | CC 00 COL. COMPL.3/4 X EK 8U | NQ | COPLANAR MANIFOLDS | 138.4 | 2.531 | 1 | 0 | 1 | 74122000 | 502204 00001 | 502204 00001
502205 | MANIFOLDS | BRASS BAR MANIFOLDS | CC 00 COL. COMPL. 1" X EK 8U | NQ | COPLANAR MANIFOLDS | 153.84 | 2.755 | 1 | 0 | 1 | 74122000 | 502205 00001 | 502205 00001
502206 | MANIFOLDS | BRASS BAR MANIFOLDS | CC 00 COL. COMPL.3/4 X EK 10U | NQ | COPLANAR MANIFOLDS | 213.65 | 2.722 | 1 | 0 | 1 | 74122000 | 502206 00001 | 502206 00001
502207 | MANIFOLDS | BRASS BAR MANIFOLDS | CC 00 COL. COMPL. 1" X EK 10U | NQ | COPLANAR MANIFOLDS | 253.49 | 2.991 | 1 | 0 | 1 | 74122000 | 502207 00001 | 502207 00001
502208 | MANIFOLDS | BRASS BAR MANIFOLDS | CC 00 COL. COMPL.3/4 X EK 12U | NQ | COPLANAR MANIFOLDS | 249.55 | 3.251 | 1 | 0 | 1 | 74122000 | 502208 00001 | 502208 00001
502209 | MANIFOLDS | BRASS BAR MANIFOLDS | CC 00 COL. COMPL. 1" X EK 12U | NQ | COPLANAR MANIFOLDS | 267.32 | 3.562 | 1 | 0 | 1 | 74122000 | 502209 00001 | 502209 00001
506862 | MANIFOLDS | BRASS BAR MANIFOLDS | CI 400FLX ST.3U M-F G1 EK FLX | OH | EASY-RADIANT MANIFOLDS | 71.45 | 0.466 | 18 | 0 | 18 | 74122000 | 506862 00018 | 506862 00018
506863 | MANIFOLDS | BRASS BAR MANIFOLDS | CI 400FLX ST.4U M-F G1 EK FLX | OH | EASY-RADIANT MANIFOLDS | 89.89 | 0.602 | 15 | 0 | 15 | 74122000 | 506863 00015 | 506863 00015
506864 | MANIFOLDS | BRASS BAR MANIFOLDS | CI 400FLX ST.5U M-F G1 EK FLX | OH | EASY-RADIANT MANIFOLDS | 108.33 | 0.74 | 15 | 0 | 15 | 74122000 | 506864 00015 | 506864 00015
506875 | MANIFOLDS | BRASS BAR MANIFOLDS | CI400KC KIT EASY-RADIANT 3U EK | OH | EASY-RADIANT MANIFOLDS | 128.68 | 0.918 | 1 | 8 | 8 | 74122000 | 506875 00001 | 506875 00008
506876 | MANIFOLDS | BRASS BAR MANIFOLDS | CI400KC KIT EASY-RADIANT 4U EK | OH | EASY-RADIANT MANIFOLDS | 161.28 | 1.188 | 1 | 8 | 8 | 74122000 | 506876 00001 | 506876 00008
506877 | MANIFOLDS | BRASS BAR MANIFOLDS | CI400KC KIT EASY-RADIANT 5U EK | OH | EASY-RADIANT MANIFOLDS | 193.89 | 1.452 | 1 | 8 | 8 | 74122000 | 506877 00001 | 506877 00008
506865C | MANIFOLDS | BRASS BAR MANIFOLDS | CI 400VT ST.3U M-F G1 EK +VT | OH | EASY-RADIANT MANIFOLDS | 57.23 | 0.457 | 20 | 0 | 20 | 74122000 | 506865C 00020 | 506865C 00020
506866C | MANIFOLDS | BRASS BAR MANIFOLDS | CI 400VT ST.4U M-F G1 EK +VT | OH | EASY-RADIANT MANIFOLDS | 71.4 | 0.583 | 18 | 0 | 18 | 74122000 | 506866C 00018 | 506866C 00018
506867C | MANIFOLDS | BRASS BAR MANIFOLDS | CI 400VT ST.5U M-F G1 EK +VT | OH | EASY-RADIANT MANIFOLDS | 85.56 | 0.719 | 12 | 0 | 12 | 74122000 | 506867C 00012 | 506867C 00012
503502 | MANIFOLDS | STAINLESS STEEL MANIFOLDS | CS 584/02 1 X EK ACCIAIO | OA | CS STAINLESS STEEL MANIFOLDS | 97.13 | 9.33 | 1 | 0 | 1 | 84818099 | 503502 00001 | 503502 00001
503503 | MANIFOLDS | STAINLESS STEEL MANIFOLDS | CS 584/03 1 X EK ACCIAIO | OA | CS STAINLESS STEEL MANIFOLDS | 114.24 | 1.484 | 1 | 0 | 1 | 84818099 | 503503 00001 | 503503 00001
503504 | MANIFOLDS | STAINLESS STEEL MANIFOLDS | CS 584/04 1 X EK ACCIAIO | OA | CS STAINLESS STEEL MANIFOLDS | 131.36 | 1.757 | 1 | 0 | 1 | 84818099 | 503504 00001 | 503504 00001
503505 | MANIFOLDS | STAINLESS STEEL MANIFOLDS | CS 584/05 1 X EK ACCIAIO | OA | CS STAINLESS STEEL MANIFOLDS | 148.45 | 2.047 | 1 | 0 | 1 | 84818099 | 503505 00001 | 503505 00001
503506 | MANIFOLDS | STAINLESS STEEL MANIFOLDS | CS 584/06 1 X EK ACCIAIO | OA | CS STAINLESS STEEL MANIFOLDS | 165.56 | 2.348 | 1 | 0 | 1 | 84818099 | 503506 00001 | 503506 00001
503507 | MANIFOLDS | STAINLESS STEEL MANIFOLDS | CS 584/07 1 X EK ACCIAIO | OA | CS STAINLESS STEEL MANIFOLDS | 182.66 | 2.618 | 1 | 0 | 1 | 84818099 | 503507 00001 | 503507 00001
503508 | MANIFOLDS | STAINLESS STEEL MANIFOLDS | CS 584/08 1 X EK ACCIAIO | OA | CS STAINLESS STEEL MANIFOLDS | 199.77 | 2.908 | 1 | 0 | 1 | 84818099 | 503508 00001 | 503508 00001
503509 | MANIFOLDS | STAINLESS STEEL MANIFOLDS | CS 584/09 1 X EK ACCIAIO | OA | CS STAINLESS STEEL MANIFOLDS | 216.86 | 3.187 | 1 | 0 | 1 | 84818099 | 503509 00001 | 503509 00001
503510 | MANIFOLDS | STAINLESS STEEL MANIFOLDS | CS 584/10 1 X EK ACCIAIO | OA | CS STAINLESS STEEL MANIFOLDS | 233.97 | 3.339 | 1 | 0 | 1 | 84818099 | 503510 00001 | 503510 00001
503511 | MANIFOLDS | STAINLESS STEEL MANIFOLDS | CS 584/11 1 X EK ACCIAIO | OA | CS STAINLESS STEEL MANIFOLDS | 251.07 | 3.601 | 1 | 0 | 1 | 84818099 | 503511 00001 | 503511 00001
503512 | MANIFOLDS | STAINLESS STEEL MANIFOLDS | CS 584/12 1 X EK ACCIAIO | OA | CS STAINLESS STEEL MANIFOLDS | 268.18 | 3.871 | 1 | 0 | 1 | 84818099 | 503512 00001 | 503512 00001
503513 | MANIFOLDS | STAINLESS STEEL MANIFOLDS | CS 584/13 1 X EK ACCIAIO | OA | CS STAINLESS STEEL MANIFOLDS | 285.29 | 4.13 | 1 | 0 | 1 | 84818099 | 503513 00001 | 503513 00001
503622 | MANIFOLDS | STAINLESS STEEL MANIFOLDS | CS 580 COLL.1 X EK ACCIAIO 2U | OA | CS STAINLESS STEEL MANIFOLDS | 35.81 | 0 | 36 | 0 | 36 | 84818099 | 503622 00036 | 503622 00036
503623 | MANIFOLDS | STAINLESS STEEL MANIFOLDS | CS 580 COLL.1 X EK ACCIAIO 3U | OA | CS STAINLESS STEEL MANIFOLDS | 44.38 | 0.446 | 26 | 0 | 26 | 84818099 | 503623 00026 | 503623 00026
503624 | MANIFOLDS | STAINLESS STEEL MANIFOLDS | CS 580 COLL.1 X EK ACCIAIO 4U | OA | CS STAINLESS STEEL MANIFOLDS | 52.92 | 0.58 | 18 | 0 | 18 | 84818099 | 503624 00018 | 503624 00018
503625 | MANIFOLDS | STAINLESS STEEL MANIFOLDS | CS 580 COLL.1 X EK ACCIAIO 5U | OA | CS STAINLESS STEEL MANIFOLDS | 61.47 | 0 | 16 | 0 | 16 | 84818099 | 503625 00016 | 503625 00016
503626 | MANIFOLDS | STAINLESS STEEL MANIFOLDS | CS 580 COLL.1 X EK ACCIAIO 6U | OA | CS STAINLESS STEEL MANIFOLDS | 70.01 | 1.028 | 14 | 0 | 14 | 84818099 | 503626 00014 | 503626 00014
503627 | MANIFOLDS | STAINLESS STEEL MANIFOLDS | CS 580 COLL.1 X EK ACCIAIO 7U | OA | CS STAINLESS STEEL MANIFOLDS | 78.58 | 0 | 14 | 0 | 14 | 84818099 | 503627 00014 | 503627 00014
503628 | MANIFOLDS | STAINLESS STEEL MANIFOLDS | CS 580 COLL.1 X EK ACCIAIO 8U | OA | CS STAINLESS STEEL MANIFOLDS | 87.12 | 0 | 14 | 0 | 14 | 84818099 | 503628 00014 | 503628 00014
503629 | MANIFOLDS | STAINLESS STEEL MANIFOLDS | CS 580 COLL.1 X EK ACCIAIO 9U | OA | CS STAINLESS STEEL MANIFOLDS | 95.68 | 0 | 14 | 0 | 14 | 84818099 | 503629 00014 | 503629 00014
503630 | MANIFOLDS | STAINLESS STEEL MANIFOLDS | CS 580 COLL.1 X EK ACCIAIO 10U | OA | CS STAINLESS STEEL MANIFOLDS | 104.22 | 0 | 14 | 0 | 14 | 84818099 | 503630 00014 | 503630 00014
503631 | MANIFOLDS | STAINLESS STEEL MANIFOLDS | CS 580 COLL.1 X EK ACCIAIO 11U | OA | CS STAINLESS STEEL MANIFOLDS | 112.79 | 0 | 14 | 0 | 14 | 84818099 | 503631 00014 | 503631 00014
503632 | MANIFOLDS | STAINLESS STEEL MANIFOLDS | CS 580 COLL.1 X EK ACCIAIO 12U | OA | CS STAINLESS STEEL MANIFOLDS | 121.33 | 0 | 14 | 0 | 14 | 84818099 | 503632 00014 | 503632 00014
503633 | MANIFOLDS | STAINLESS STEEL MANIFOLDS | CS 580 COLL.1 X EK ACCIAIO 13U | OA | CS STAINLESS STEEL MANIFOLDS | 129.88 | 0 | 14 | 0 | 14 | 84818099 | 503633 00014 | 503633 00014
503502P80 | MANIFOLDS | STAINLESS STEEL MANIFOLDS | CS 584/02 1 X EK ACCIAIO P80 | OA | CS STAINLESS STEEL MANIFOLDS | 97.13 | 9.33 | 1 | 0 | 1 | 84818099 | 503502P80 00001 | 503502P80 00001
503503P80 | MANIFOLDS | STAINLESS STEEL MANIFOLDS | CS 584/03 1 X EK ACCIAIO P80 | OA | CS STAINLESS STEEL MANIFOLDS | 114.24 | 1.484 | 1 | 0 | 1 | 84818099 | 503503P80 00001 | 503503P80 00001
503504P80 | MANIFOLDS | STAINLESS STEEL MANIFOLDS | CS 584/04 1 X EK ACCIAIO P80 | OA | CS STAINLESS STEEL MANIFOLDS | 131.36 | 1.757 | 1 | 0 | 1 | 84818099 | 503504P80 00001 | 503504P80 00001
503505P80 | MANIFOLDS | STAINLESS STEEL MANIFOLDS | CS 584/05 1 X EK ACCIAIO P80 | OA | CS STAINLESS STEEL MANIFOLDS | 148.45 | 2.047 | 1 | 0 | 1 | 84818099 | 503505P80 00001 | 503505P80 00001
503506P80 | MANIFOLDS | STAINLESS STEEL MANIFOLDS | CS 584/06 1 X EK ACCIAIO P80 | OA | CS STAINLESS STEEL MANIFOLDS | 165.56 | 2.348 | 1 | 0 | 1 | 84818099 | 503506P80 00001 | 503506P80 00001
503507P80 | MANIFOLDS | STAINLESS STEEL MANIFOLDS | CS 584/07 1 X EK ACCIAIO P80 | OA | CS STAINLESS STEEL MANIFOLDS | 182.66 | 2.618 | 1 | 0 | 1 | 84818099 | 503507P80 00001 | 503507P80 00001
503508P80 | MANIFOLDS | STAINLESS STEEL MANIFOLDS | CS 584/08 1 X EK ACCIAIO P80 | OA | CS STAINLESS STEEL MANIFOLDS | 199.77 | 2.908 | 1 | 0 | 1 | 84818099 | 503508P80 00001 | 503508P80 00001
503509P80 | MANIFOLDS | STAINLESS STEEL MANIFOLDS | CS 584/09 1 X EK ACCIAIO P80 | OA | CS STAINLESS STEEL MANIFOLDS | 216.86 | 3.187 | 1 | 0 | 1 | 84818099 | 503509P80 00001 | 503509P80 00001
503510P80 | MANIFOLDS | STAINLESS STEEL MANIFOLDS | CS 584/10 1 X EK ACCIAIO P80 | OA | CS STAINLESS STEEL MANIFOLDS | 233.97 | 3.339 | 1 | 0 | 1 | 84818099 | 503510P80 00001 | 503510P80 00001
503511P80 | MANIFOLDS | STAINLESS STEEL MANIFOLDS | CS 584/11 1 X EK ACCIAIO P80 | OA | CS STAINLESS STEEL MANIFOLDS | 251.07 | 3.601 | 1 | 0 | 1 | 84818099 | 503511P80 00001 | 503511P80 00001
503512P80 | MANIFOLDS | STAINLESS STEEL MANIFOLDS | CS 584/12 1 X EK ACCIAIO P80 | OA | CS STAINLESS STEEL MANIFOLDS | 268.18 | 3.871 | 1 | 0 | 1 | 84818099 | 503512P80 00001 | 503512P80 00001
503513P80 | MANIFOLDS | STAINLESS STEEL MANIFOLDS | CS 584/13 1 X EK ACCIAIO P80 | OA | CS STAINLESS STEEL MANIFOLDS | 285.29 | 4.13 | 1 | 0 | 1 | 84818099 | 503513P80 00001 | 503513P80 00001
503182 | MANIFOLDS | STAINLESS STEEL MANIFOLDS | CI 583 1 02 EK + VT ACC.PR | OB | CI STAINLESS STEEL MANIFOLDS | 47.87 | 0.371 | 12 | 0 | 12 | 84818059 | 503182 00012 | 503182 00012
503183 | MANIFOLDS | STAINLESS STEEL MANIFOLDS | CI 583 1 03 EK + VT ACC.PR | OB | CI STAINLESS STEEL MANIFOLDS | 63.61 | 0.536 | 12 | 0 | 12 | 84818059 | 503183 00012 | 503183 00012
503184 | MANIFOLDS | STAINLESS STEEL MANIFOLDS | CI 583 1 04 EK + VT ACC.PR | OB | CI STAINLESS STEEL MANIFOLDS | 79.33 | 0.703 | 8 | 0 | 8 | 84818059 | 503184 00008 | 503184 00008
503185 | MANIFOLDS | STAINLESS STEEL MANIFOLDS | CI 583 1 05 EK + VT ACC.PR | OB | CI STAINLESS STEEL MANIFOLDS | 95.08 | 0.864 | 6 | 0 | 6 | 84818059 | 503185 00006 | 503185 00006
503186 | MANIFOLDS | STAINLESS STEEL MANIFOLDS | CI 583 1 06 EK + VT ACC.PR | OB | CI STAINLESS STEEL MANIFOLDS | 110.81 | 1.04 | 6 | 0 | 6 | 84818059 | 503186 00006 | 503186 00006
503187 | MANIFOLDS | STAINLESS STEEL MANIFOLDS | CI 583 1 07 EK + VT ACC.PR | OB | CI STAINLESS STEEL MANIFOLDS | 126.54 | 1.188 | 6 | 0 | 6 | 84818059 | 503187 00006 | 503187 00006
503188 | MANIFOLDS | STAINLESS STEEL MANIFOLDS | CI 583 1 08 EK + VT ACC.PR | OB | CI STAINLESS STEEL MANIFOLDS | 142.28 | 1.362 | 6 | 0 | 6 | 84818059 | 503188 00006 | 503188 00006
503189 | MANIFOLDS | STAINLESS STEEL MANIFOLDS | CI 583 1 09 EK + VT ACC.PR | OB | CI STAINLESS STEEL MANIFOLDS | 158.01 | 1.522 | 6 | 0 | 6 | 84818059 | 503189 00006 | 503189 00006
503190 | MANIFOLDS | STAINLESS STEEL MANIFOLDS | CI 583 1 10 EK + VT ACC.PR | OB | CI STAINLESS STEEL MANIFOLDS | 173.73 | 1.697 | 6 | 0 | 6 | 84818059 | 503190 00006 | 503190 00006
503191 | MANIFOLDS | STAINLESS STEEL MANIFOLDS | CI 583 1 11 EK + VT ACC.PR | OB | CI STAINLESS STEEL MANIFOLDS | 189.49 | 1.966 | 6 | 0 | 6 | 84818059 | 503191 00006 | 503191 00006
503192 | MANIFOLDS | STAINLESS STEEL MANIFOLDS | CI 583 1 12 EK + VT ACC.PR | OB | CI STAINLESS STEEL MANIFOLDS | 205.21 | 2.004 | 6 | 0 | 6 | 84818059 | 503192 00006 | 503192 00006
503193 | MANIFOLDS | STAINLESS STEEL MANIFOLDS | CI 583 1 13 EK + VT ACC.PR | OB | CI STAINLESS STEEL MANIFOLDS | 223.88 | 0 | 6 | 0 | 6 | 84818059 | 503193 00006 | 503193 00006
503194 | MANIFOLDS | STAINLESS STEEL MANIFOLDS | CI 583 1 14 EK + VT ACC.PR | OB | CI STAINLESS STEEL MANIFOLDS | 257.67 | 0 | 6 | 0 | 6 | 84818059 | 503194 00006 | 503194 00006
503195 | MANIFOLDS | STAINLESS STEEL MANIFOLDS | CI 583 1 15 EK + VT ACC.PR | OB | CI STAINLESS STEEL MANIFOLDS | 285.33 | 0 | 6 | 0 | 6 | 84818059 | 503195 00006 | 503195 00006
503196 | MANIFOLDS | STAINLESS STEEL MANIFOLDS | CI 583 1 16 EK + VT ACC.PR | OB | CI STAINLESS STEEL MANIFOLDS | 321.36 | 0 | 6 | 0 | 6 | 84818059 | 503196 00006 | 503196 00006
503202 | MANIFOLDS | STAINLESS STEEL MANIFOLDS | CI 589C/02 1 X EK FLX ACCIAIO | OB | CI STAINLESS STEEL MANIFOLDS | 120.98 | 1.091 | 1 | 0 | 1 | 84818059 | 503202 00001 | 503202 00001
503203 | MANIFOLDS | STAINLESS STEEL MANIFOLDS | CI 589C/03 1 X EK FLX ACCIAIO | OB | CI STAINLESS STEEL MANIFOLDS | 157.5 | 1.707 | 1 | 0 | 1 | 84818059 | 503203 00001 | 503203 00001
503204 | MANIFOLDS | STAINLESS STEEL MANIFOLDS | CI 589C/04 1 X EK FLX ACCIAIO | OB | CI STAINLESS STEEL MANIFOLDS | 194.03 | 2.084 | 1 | 0 | 1 | 84818059 | 503204 00001 | 503204 00001
503205 | MANIFOLDS | STAINLESS STEEL MANIFOLDS | CI 589C/05 1 X EK FLX ACCIAIO | OB | CI STAINLESS STEEL MANIFOLDS | 230.58 | 2.442 | 1 | 0 | 1 | 84818059 | 503205 00001 | 503205 00001
503206 | MANIFOLDS | STAINLESS STEEL MANIFOLDS | CI 589C/06 1 X EK FLX ACCIAIO | OB | CI STAINLESS STEEL MANIFOLDS | 267.06 | 2.802 | 1 | 0 | 1 | 84818059 | 503206 00001 | 503206 00001
503207 | MANIFOLDS | STAINLESS STEEL MANIFOLDS | CI 589C/07 1 X EK FLX ACCIAIO | OB | CI STAINLESS STEEL MANIFOLDS | 303.6 | 3.133 | 1 | 0 | 1 | 84818059 | 503207 00001 | 503207 00001
503208 | MANIFOLDS | STAINLESS STEEL MANIFOLDS | CI 589C/08 1 X EK FLX ACCIAIO | OB | CI STAINLESS STEEL MANIFOLDS | 340.13 | 3.547 | 1 | 0 | 1 | 84818059 | 503208 00001 | 503208 00001
503209 | MANIFOLDS | STAINLESS STEEL MANIFOLDS | CI 589C/09 1 X EK FLX ACCIAIO | OB | CI STAINLESS STEEL MANIFOLDS | 376.65 | 3.886 | 1 | 0 | 1 | 84818059 | 503209 00001 | 503209 00001
503210 | MANIFOLDS | STAINLESS STEEL MANIFOLDS | CI 589C/10 1 X EK FLX ACCIAIO | OB | CI STAINLESS STEEL MANIFOLDS | 413.18 | 4.252 | 1 | 0 | 1 | 84818059 | 503210 00001 | 503210 00001
503211 | MANIFOLDS | STAINLESS STEEL MANIFOLDS | CI 589C/11 1 X EK FLX ACCIAIO | OB | CI STAINLESS STEEL MANIFOLDS | 449.72 | 4.63 | 1 | 0 | 1 | 84818059 | 503211 00001 | 503211 00001
503212 | MANIFOLDS | STAINLESS STEEL MANIFOLDS | CI 589C/12 1 X EK FLX ACCIAIO | OB | CI STAINLESS STEEL MANIFOLDS | 488.63 | 5.2 | 1 | 0 | 1 | 84818059 | 503212 00001 | 503212 00001
503213 | MANIFOLDS | STAINLESS STEEL MANIFOLDS | CI 589C/13 1 X EK FLX ACCIAIO | OB | CI STAINLESS STEEL MANIFOLDS | 548.95 | 5.351 | 1 | 0 | 1 | 84818059 | 503213 00001 | 503213 00001
503222 | MANIFOLDS | STAINLESS STEEL MANIFOLDS | CI 591C/02 1 X EK ACCIAIO +KIT | OB | CI STAINLESS STEEL MANIFOLDS | 128.92 | 1.531 | 1 | 0 | 1 | 84818059 | 503222 00001 | 503222 00001
503223 | MANIFOLDS | STAINLESS STEEL MANIFOLDS | CI 591C/03 1 X EK ACCIAIO +KIT | OB | CI STAINLESS STEEL MANIFOLDS | 156.4 | 2.16 | 1 | 0 | 1 | 84818059 | 503223 00001 | 503223 00001
503224 | MANIFOLDS | STAINLESS STEEL MANIFOLDS | CI 591C/04 1 X EK ACCIAIO +KIT | OB | CI STAINLESS STEEL MANIFOLDS | 183.88 | 2.2 | 1 | 0 | 1 | 84818059 | 503224 00001 | 503224 00001
503225 | MANIFOLDS | STAINLESS STEEL MANIFOLDS | CI 591C/05 1 X EK ACCIAIO +KIT | OB | CI STAINLESS STEEL MANIFOLDS | 211.37 | 2.391 | 1 | 0 | 1 | 84818059 | 503225 00001 | 503225 00001
503226 | MANIFOLDS | STAINLESS STEEL MANIFOLDS | CI 591C/06 1 X EK ACCIAIO +KIT | OB | CI STAINLESS STEEL MANIFOLDS | 238.83 | 2.72 | 1 | 0 | 1 | 84818059 | 503226 00001 | 503226 00001
503227 | MANIFOLDS | STAINLESS STEEL MANIFOLDS | CI 591C/07 1 X EK ACCIAIO +KIT | OB | CI STAINLESS STEEL MANIFOLDS | 266.28 | 3.11 | 1 | 0 | 1 | 84818059 | 503227 00001 | 503227 00001
503228 | MANIFOLDS | STAINLESS STEEL MANIFOLDS | CI 591C/08 1 X EK ACCIAIO +KIT | OB | CI STAINLESS STEEL MANIFOLDS | 293.75 | 3.927 | 1 | 0 | 1 | 84818059 | 503228 00001 | 503228 00001
503229 | MANIFOLDS | STAINLESS STEEL MANIFOLDS | CI 591C/09 1 X EK ACCIAIO +KIT | OB | CI STAINLESS STEEL MANIFOLDS | 321.25 | 4.282 | 1 | 0 | 1 | 84818059 | 503229 00001 | 503229 00001
503230 | MANIFOLDS | STAINLESS STEEL MANIFOLDS | CI 591C/10 1 X EK ACCIAIO +KIT | OB | CI STAINLESS STEEL MANIFOLDS | 348.72 | 4.15 | 1 | 0 | 1 | 84818059 | 503230 00001 | 503230 00001
503231 | MANIFOLDS | STAINLESS STEEL MANIFOLDS | CI 591C/11 1 X EK ACCIAIO +KIT | OB | CI STAINLESS STEEL MANIFOLDS | 376.19 | 4.525 | 1 | 0 | 1 | 84818059 | 503231 00001 | 503231 00001
503232 | MANIFOLDS | STAINLESS STEEL MANIFOLDS | CI 591C/12 1 X EK ACCIAIO +KIT | OB | CI STAINLESS STEEL MANIFOLDS | 403.66 | 4.771 | 1 | 0 | 1 | 84818059 | 503232 00001 | 503232 00001
503233 | MANIFOLDS | STAINLESS STEEL MANIFOLDS | CI 591C/13 1 X EK ACCIAIO +KIT | OB | CI STAINLESS STEEL MANIFOLDS | 452.19 | 5.693 | 1 | 0 | 1 | 84818059 | 503233 00001 | 503233 00001
503242 | MANIFOLDS | STAINLESS STEEL MANIFOLDS | CI 592C/02 1 X EK FLX ACC.+KIT | OB | CI STAINLESS STEEL MANIFOLDS | 152.02 | 1.549 | 1 | 0 | 1 | 84818059 | 503242 00001 | 503242 00001
503243 | MANIFOLDS | STAINLESS STEEL MANIFOLDS | CI 592C/03 1 X EK FLX ACC.+KIT | OB | CI STAINLESS STEEL MANIFOLDS | 188.55 | 2.172 | 1 | 0 | 1 | 84818059 | 503243 00001 | 503243 00001
503244 | MANIFOLDS | STAINLESS STEEL MANIFOLDS | CI 592C/04 1 X EK FLX ACC.+KIT | OB | CI STAINLESS STEEL MANIFOLDS | 225.06 | 2.6 | 1 | 0 | 1 | 84818059 | 503244 00001 | 503244 00001
503245 | MANIFOLDS | STAINLESS STEEL MANIFOLDS | CI 592C/05 1 X EK FLX ACC.+KIT | OB | CI STAINLESS STEEL MANIFOLDS | 261.61 | 2.89 | 1 | 0 | 1 | 84818059 | 503245 00001 | 503245 00001
503246 | MANIFOLDS | STAINLESS STEEL MANIFOLDS | CI 592C/06 1 X EK FLX ACC.+KIT | OB | CI STAINLESS STEEL MANIFOLDS | 298.13 | 3.263 | 1 | 0 | 1 | 84818059 | 503246 00001 | 503246 00001
503247 | MANIFOLDS | STAINLESS STEEL MANIFOLDS | CI 592C/07 1 X EK FLX ACC.+KIT | OB | CI STAINLESS STEEL MANIFOLDS | 334.65 | 3.724 | 1 | 0 | 1 | 84818059 | 503247 00001 | 503247 00001
503248 | MANIFOLDS | STAINLESS STEEL MANIFOLDS | CI 592C/08 1 X EK FLX ACC.+KIT | OB | CI STAINLESS STEEL MANIFOLDS | 371.18 | 3.974 | 1 | 0 | 1 | 84818059 | 503248 00001 | 503248 00001
503249 | MANIFOLDS | STAINLESS STEEL MANIFOLDS | CI 592C/09 1 X EK FLX ACC.+KIT | OB | CI STAINLESS STEEL MANIFOLDS | 407.72 | 4.344 | 1 | 0 | 1 | 84818059 | 503249 00001 | 503249 00001
503250 | MANIFOLDS | STAINLESS STEEL MANIFOLDS | CI 592C/10 1 X EK FLX ACC.+KIT | OB | CI STAINLESS STEEL MANIFOLDS | 444.25 | 4.713 | 1 | 0 | 1 | 84818059 | 503250 00001 | 503250 00001
503251 | MANIFOLDS | STAINLESS STEEL MANIFOLDS | CI 592C/11 1 X EK FLX ACC.+KIT | OB | CI STAINLESS STEEL MANIFOLDS | 480.78 | 4.519 | 1 | 0 | 1 | 84818059 | 503251 00001 | 503251 00001
503252 | MANIFOLDS | STAINLESS STEEL MANIFOLDS | CI 592C/12 1 X EK FLX ACC.+KIT | OB | CI STAINLESS STEEL MANIFOLDS | 519.68 | 5.422 | 1 | 0 | 1 | 84818059 | 503252 00001 | 503252 00001
503253 | MANIFOLDS | STAINLESS STEEL MANIFOLDS | CI 592C/13 1 X EK FLX ACC.+KIT | OB | CI STAINLESS STEEL MANIFOLDS | 580.01 | 5.811 | 1 | 0 | 1 | 84818059 | 503253 00001 | 503253 00001
503262 | MANIFOLDS | STAINLESS STEEL MANIFOLDS | CI 587C/02 1 XEK SP FLX AC+KIT | OB | CI STAINLESS STEEL MANIFOLDS | 143.98 | 1.802 | 1 | 0 | 1 | 84818059 | 503262 00001 | 503262 00001
503263 | MANIFOLDS | STAINLESS STEEL MANIFOLDS | CI 587C/03 1 XEK SP FLX AC+KIT | OB | CI STAINLESS STEEL MANIFOLDS | 181.59 | 2.173 | 1 | 0 | 1 | 84818059 | 503263 00001 | 503263 00001
503264 | MANIFOLDS | STAINLESS STEEL MANIFOLDS | CI 587C/04 1 XEK SP FLX AC+KIT | OB | CI STAINLESS STEEL MANIFOLDS | 219.2 | 2.6 | 1 | 0 | 1 | 84818059 | 503264 00001 | 503264 00001
503265 | MANIFOLDS | STAINLESS STEEL MANIFOLDS | CI 587C/05 1 XEK SP FLX AC+KIT | OB | CI STAINLESS STEEL MANIFOLDS | 256.8 | 2.893 | 1 | 0 | 1 | 84818059 | 503265 00001 | 503265 00001
503266 | MANIFOLDS | STAINLESS STEEL MANIFOLDS | CI 587C/06 1 XEK SP FLX AC+KIT | OB | CI STAINLESS STEEL MANIFOLDS | 294.41 | 3.259 | 1 | 0 | 1 | 84818059 | 503266 00001 | 503266 00001
503267 | MANIFOLDS | STAINLESS STEEL MANIFOLDS | CI 587C/07 1 XEK SP FLX AC+KIT | OB | CI STAINLESS STEEL MANIFOLDS | 332.03 | 3.63 | 1 | 0 | 1 | 84818059 | 503267 00001 | 503267 00001
503268 | MANIFOLDS | STAINLESS STEEL MANIFOLDS | CI 587C/08 1 XEK SP FLX AC+KIT | OB | CI STAINLESS STEEL MANIFOLDS | 369.62 | 3.969 | 1 | 0 | 1 | 84818059 | 503268 00001 | 503268 00001
503269 | MANIFOLDS | STAINLESS STEEL MANIFOLDS | CI 587C/09 1 XEK SP FLX AC+KIT | OB | CI STAINLESS STEEL MANIFOLDS | 407.23 | 4.33 | 1 | 0 | 1 | 84818059 | 503269 00001 | 503269 00001
503270 | MANIFOLDS | STAINLESS STEEL MANIFOLDS | CI 587C/10 1 XEK SP FLX AC+KIT | OB | CI STAINLESS STEEL MANIFOLDS | 444.84 | 4.69 | 1 | 0 | 1 | 84818059 | 503270 00001 | 503270 00001
503271 | MANIFOLDS | STAINLESS STEEL MANIFOLDS | CI 587C/11 1 XEK SP FLX AC+KIT | OB | CI STAINLESS STEEL MANIFOLDS | 482.43 | 5.054 | 1 | 0 | 1 | 84818059 | 503271 00001 | 503271 00001
503272 | MANIFOLDS | STAINLESS STEEL MANIFOLDS | CI 587C/12 1 XEK SP FLX AC+KIT | OB | CI STAINLESS STEEL MANIFOLDS | 542.75 | 5.438 | 1 | 0 | 1 | 84818059 | 503272 00001 | 503272 00001
503282 | MANIFOLDS | STAINLESS STEEL MANIFOLDS | CI 590C/02 1XEK SP ACCIAIO+KIT | OB | CI STAINLESS STEEL MANIFOLDS | 120.91 | 1.794 | 1 | 0 | 1 | 84818059 | 503282 00001 | 503282 00001
503283 | MANIFOLDS | STAINLESS STEEL MANIFOLDS | CI 590C/03 1XEK SP ACCIAIO+KIT | OB | CI STAINLESS STEEL MANIFOLDS | 149.47 | 2.182 | 1 | 0 | 1 | 84818059 | 503283 00001 | 503283 00001
503284 | MANIFOLDS | STAINLESS STEEL MANIFOLDS | CI 590C/04 1XEK SP ACCIAIO+KIT | OB | CI STAINLESS STEEL MANIFOLDS | 178.01 | 2.6 | 1 | 0 | 1 | 84818059 | 503284 00001 | 503284 00001
503285 | MANIFOLDS | STAINLESS STEEL MANIFOLDS | CI 590C/05 1XEK SP ACCIAIO+KIT | OB | CI STAINLESS STEEL MANIFOLDS | 206.55 | 2.614 | 1 | 0 | 1 | 84818059 | 503285 00001 | 503285 00001
503286 | MANIFOLDS | STAINLESS STEEL MANIFOLDS | CI 590C/06 1XEK SP ACCIAIO+KIT | OB | CI STAINLESS STEEL MANIFOLDS | 235.11 | 3.4 | 1 | 0 | 1 | 84818059 | 503286 00001 | 503286 00001
503287 | MANIFOLDS | STAINLESS STEEL MANIFOLDS | CI 590C/07 1XEK SP ACCIAIO+KIT | OB | CI STAINLESS STEEL MANIFOLDS | 263.66 | 3.646 | 1 | 0 | 1 | 84818059 | 503287 00001 | 503287 00001
503288 | MANIFOLDS | STAINLESS STEEL MANIFOLDS | CI 590C/08 1XEK SP ACCIAIO+KIT | OB | CI STAINLESS STEEL MANIFOLDS | 292.2 | 3.921 | 1 | 0 | 1 | 84818059 | 503288 00001 | 503288 00001
503289 | MANIFOLDS | STAINLESS STEEL MANIFOLDS | CI 590C/09 1XEK SP ACCIAIO+KIT | OB | CI STAINLESS STEEL MANIFOLDS | 320.75 | 4.275 | 1 | 0 | 1 | 84818059 | 503289 00001 | 503289 00001
503290 | MANIFOLDS | STAINLESS STEEL MANIFOLDS | CI 590C/10 1XEK SP ACCIAIO+KIT | OB | CI STAINLESS STEEL MANIFOLDS | 349.31 | 4.615 | 1 | 0 | 1 | 84818059 | 503290 00001 | 503290 00001
503291 | MANIFOLDS | STAINLESS STEEL MANIFOLDS | CI 590C/11 1XEK SP ACCIAIO+KIT | OB | CI STAINLESS STEEL MANIFOLDS | 377.84 | 4.985 | 1 | 0 | 1 | 84818059 | 503291 00001 | 503291 00001
503292 | MANIFOLDS | STAINLESS STEEL MANIFOLDS | CI 590C/12 1XEK SP ACCIAIO+KIT | OB | CI STAINLESS STEEL MANIFOLDS | 426.72 | 5.343 | 1 | 0 | 1 | 84818059 | 503292 00001 | 503292 00001
503302 | MANIFOLDS | STAINLESS STEEL MANIFOLDS | CI 1 02 EK SP+VT ACCIAIO P+KIT | OB | CI STAINLESS STEEL MANIFOLDS | 94.06 | 0 | 25 | 0 | 25 | 84818059 | 503302 00025 | 503302 00025
503303 | MANIFOLDS | STAINLESS STEEL MANIFOLDS | CI 1 03 EK SP+VT ACCIAIO P+KIT | OB | CI STAINLESS STEEL MANIFOLDS | 105.7 | 0 | 20 | 0 | 20 | 84818059 | 503303 00020 | 503303 00020
503304 | MANIFOLDS | STAINLESS STEEL MANIFOLDS | CI 1 04 EK SP+VT ACCIAIO P+KIT | OB | CI STAINLESS STEEL MANIFOLDS | 121.46 | 0 | 14 | 0 | 14 | 84818059 | 503304 00014 | 503304 00014
503305 | MANIFOLDS | STAINLESS STEEL MANIFOLDS | CI 1 05 EK SP+VT ACCIAIO P+KIT | OB | CI STAINLESS STEEL MANIFOLDS | 137.58 | 0 | 13 | 0 | 13 | 84818059 | 503305 00013 | 503305 00013
503306 | MANIFOLDS | STAINLESS STEEL MANIFOLDS | CI 1 06 EK SP+VT ACCIAIO P+KIT | OB | CI STAINLESS STEEL MANIFOLDS | 153.13 | 1.265 | 12 | 0 | 12 | 84818059 | 503306 00012 | 503306 00012
503307 | MANIFOLDS | STAINLESS STEEL MANIFOLDS | CI 1 07 EK SP+VT ACCIAIO P+KIT | OB | CI STAINLESS STEEL MANIFOLDS | 169.29 | 0 | 10 | 0 | 10 | 84818059 | 503307 00010 | 503307 00010
503308 | MANIFOLDS | STAINLESS STEEL MANIFOLDS | CI 1 08 EK SP+VT ACCIAIO P+KIT | OB | CI STAINLESS STEEL MANIFOLDS | 184.98 | 0 | 6 | 0 | 6 | 84818059 | 503308 00006 | 503308 00006
503309 | MANIFOLDS | STAINLESS STEEL MANIFOLDS | CI 1 09 EK SP+VT ACCIAIO P+KIT | OB | CI STAINLESS STEEL MANIFOLDS | 201.24 | 0 | 6 | 0 | 6 | 84818059 | 503309 00006 | 503309 00006
503310 | MANIFOLDS | STAINLESS STEEL MANIFOLDS | CI 1 10 EK SP+VT ACCIAIO P+KIT | OB | CI STAINLESS STEEL MANIFOLDS | 217.04 | 1.911 | 6 | 0 | 6 | 84818059 | 503310 00006 | 503310 00006
503311 | MANIFOLDS | STAINLESS STEEL MANIFOLDS | CI 1 11 EK SP+VT ACCIAIO P+KIT | OB | CI STAINLESS STEEL MANIFOLDS | 233.05 | 0 | 6 | 0 | 6 | 84818059 | 503311 00006 | 503311 00006
503312 | MANIFOLDS | STAINLESS STEEL MANIFOLDS | CI 1 12 EK SP+VT ACCIAIO P+KIT | OB | CI STAINLESS STEEL MANIFOLDS | 256.95 | 2.047 | 6 | 0 | 6 | 84818059 | 503312 00006 | 503312 00006
503322 | MANIFOLDS | STAINLESS STEEL MANIFOLDS | CI 598 1 02 EK +FLX ACCIAIO | OB | CI STAINLESS STEEL MANIFOLDS | 58.91 | 0.423 | 12 | 0 | 12 | 84818059 | 503322 00012 | 503322 00012
503323 | MANIFOLDS | STAINLESS STEEL MANIFOLDS | CI 598 1 03 EK +FLX ACCIAIO | OB | CI STAINLESS STEEL MANIFOLDS | 79.38 | 0.611 | 10 | 0 | 10 | 84818059 | 503323 00010 | 503323 00010
503324 | MANIFOLDS | STAINLESS STEEL MANIFOLDS | CI 598 1 04 EK +FLX ACCIAIO | OB | CI STAINLESS STEEL MANIFOLDS | 99.88 | 0.795 | 8 | 0 | 8 | 84818059 | 503324 00008 | 503324 00008
503325 | MANIFOLDS | STAINLESS STEEL MANIFOLDS | CI 598 1 05 EK + FLX ACCIAIO | OB | CI STAINLESS STEEL MANIFOLDS | 120.36 | 0.98 | 6 | 0 | 6 | 84818059 | 503325 00006 | 503325 00006
503326 | MANIFOLDS | STAINLESS STEEL MANIFOLDS | CI 598 1 06 EK + FLX ACCIAIO | OB | CI STAINLESS STEEL MANIFOLDS | 140.82 | 1.163 | 6 | 0 | 6 | 84818059 | 503326 00006 | 503326 00006
503327 | MANIFOLDS | STAINLESS STEEL MANIFOLDS | CI 598 1 07 EK + FLX ACCIAIO | OB | CI STAINLESS STEEL MANIFOLDS | 161.32 | 1.361 | 6 | 0 | 6 | 84818059 | 503327 00006 | 503327 00006
503328 | MANIFOLDS | STAINLESS STEEL MANIFOLDS | CI 598 1 08 EK + FLX ACCIAIO | OB | CI STAINLESS STEEL MANIFOLDS | 181.78 | 1.534 | 6 | 0 | 6 | 84818059 | 503328 00006 | 503328 00006
503329 | MANIFOLDS | STAINLESS STEEL MANIFOLDS | CI 598 1 09 EK + FLX ACCIAIO | OB | CI STAINLESS STEEL MANIFOLDS | 202.26 | 1.741 | 6 | 0 | 6 | 84818059 | 503329 00006 | 503329 00006
503330 | MANIFOLDS | STAINLESS STEEL MANIFOLDS | CI 598 1 10 EK + FLX ACCIAIO | OB | CI STAINLESS STEEL MANIFOLDS | 222.75 | 1.92 | 6 | 0 | 6 | 84818059 | 503330 00006 | 503330 00006
503331 | MANIFOLDS | STAINLESS STEEL MANIFOLDS | CI 598 1 11 EK + FLX ACCIAIO | OB | CI STAINLESS STEEL MANIFOLDS | 243.23 | 2.233 | 6 | 0 | 6 | 84818059 | 503331 00006 | 503331 00006
503332 | MANIFOLDS | STAINLESS STEEL MANIFOLDS | CI 598 1 12 EK + FLX ACCIAIO | OB | CI STAINLESS STEEL MANIFOLDS | 263.7 | 2.312 | 6 | 0 | 6 | 84818059 | 503332 00006 | 503332 00006
503333 | MANIFOLDS | STAINLESS STEEL MANIFOLDS | CI 598 1 13 EK + FLX ACCIAIO | OB | CI STAINLESS STEEL MANIFOLDS | 287.14 | 0 | 6 | 0 | 6 | 84818059 | 503333 00006 | 503333 00006
503334 | MANIFOLDS | STAINLESS STEEL MANIFOLDS | CI 598 1 14 EK + FLX ACCIAIO | OB | CI STAINLESS STEEL MANIFOLDS | 328.46 | 0 | 6 | 0 | 6 | 84818059 | 503334 00006 | 503334 00006
503335 | MANIFOLDS | STAINLESS STEEL MANIFOLDS | CI 598 1 15 EK + FLX ACCIAIO | OB | CI STAINLESS STEEL MANIFOLDS | 361.24 | 0 | 6 | 0 | 6 | 84818059 | 503335 00006 | 503335 00006
503336 | MANIFOLDS | STAINLESS STEEL MANIFOLDS | CI 598 1 16 EK + FLX ACCIAIO | OB | CI STAINLESS STEEL MANIFOLDS | 403.13 | 0 | 6 | 0 | 6 | 84818059 | 503336 00006 | 503336 00006
503342 | MANIFOLDS | STAINLESS STEEL MANIFOLDS | CI 599 1 02 EK + VD ACCIAIO | OB | CI STAINLESS STEEL MANIFOLDS | 51.73 | 0 | 12 | 0 | 12 | 84818059 | 503342 00012 | 503342 00012
503343 | MANIFOLDS | STAINLESS STEEL MANIFOLDS | CI 599 1 03 EK + VD ACCIAIO | OB | CI STAINLESS STEEL MANIFOLDS | 68.6 | 0 | 12 | 0 | 12 | 84818059 | 503343 00012 | 503343 00012
503344 | MANIFOLDS | STAINLESS STEEL MANIFOLDS | CI 599 1 04 EK + VD ACCIAIO | OB | CI STAINLESS STEEL MANIFOLDS | 85.51 | 0 | 8 | 0 | 8 | 84818059 | 503344 00008 | 503344 00008
503345 | MANIFOLDS | STAINLESS STEEL MANIFOLDS | CI 599 1 05 EK + VD ACCIAIO | OB | CI STAINLESS STEEL MANIFOLDS | 102.4 | 0 | 6 | 0 | 6 | 84818059 | 503345 00006 | 503345 00006
503346 | MANIFOLDS | STAINLESS STEEL MANIFOLDS | CI 599 1 06 EK + VD ACCIAIO | OB | CI STAINLESS STEEL MANIFOLDS | 119.28 | 1.79 | 6 | 0 | 6 | 84818059 | 503346 00006 | 503346 00006
503347 | MANIFOLDS | STAINLESS STEEL MANIFOLDS | CI 599 1 07 EK + VD ACCIAIO | OB | CI STAINLESS STEEL MANIFOLDS | 136.17 | 0 | 6 | 0 | 6 | 84818059 | 503347 00006 | 503347 00006
503348 | MANIFOLDS | STAINLESS STEEL MANIFOLDS | CI 599 1 08 EK + VD ACCIAIO | OB | CI STAINLESS STEEL MANIFOLDS | 153.06 | 2.4 | 6 | 0 | 6 | 84818059 | 503348 00006 | 503348 00006
503349 | MANIFOLDS | STAINLESS STEEL MANIFOLDS | CI 599 1 09 EK + VD ACCIAIO | OB | CI STAINLESS STEEL MANIFOLDS | 169.94 | 2.4 | 6 | 0 | 6 | 84818059 | 503349 00006 | 503349 00006
503350 | MANIFOLDS | STAINLESS STEEL MANIFOLDS | CI 599 1 10 EK + VD ACCIAIO | OB | CI STAINLESS STEEL MANIFOLDS | 186.82 | 0 | 6 | 0 | 6 | 84818059 | 503350 00006 | 503350 00006
503351 | MANIFOLDS | STAINLESS STEEL MANIFOLDS | CI 599 1 11 EK + VD ACCIAIO | OB | CI STAINLESS STEEL MANIFOLDS | 203.71 | 0 | 6 | 0 | 6 | 84818059 | 503351 00006 | 503351 00006
503352 | MANIFOLDS | STAINLESS STEEL MANIFOLDS | CI 599 1 12 EK + VD ACCIAIO | OB | CI STAINLESS STEEL MANIFOLDS | 220.61 | 0 | 6 | 0 | 6 | 84818059 | 503352 00006 | 503352 00006
503353 | MANIFOLDS | STAINLESS STEEL MANIFOLDS | CI 599 1 13 EK + VD ACCIAIO | OB | CI STAINLESS STEEL MANIFOLDS | 240.45 | 0 | 6 | 0 | 6 | 84818059 | 503353 00006 | 503353 00006
503354 | MANIFOLDS | STAINLESS STEEL MANIFOLDS | CI 599 1 14 EK + VD ACCIAIO | OB | CI STAINLESS STEEL MANIFOLDS | 278.16 | 0 | 6 | 0 | 6 | 84818059 | 503354 00006 | 503354 00006
503355 | MANIFOLDS | STAINLESS STEEL MANIFOLDS | CI 599 1 15 EK + VD ACCIAIO | OB | CI STAINLESS STEEL MANIFOLDS | 307.35 | 0 | 6 | 0 | 6 | 84818059 | 503355 00006 | 503355 00006
503356 | MANIFOLDS | STAINLESS STEEL MANIFOLDS | CI 599 1 16 EK + VD ACCIAIO | OB | CI STAINLESS STEEL MANIFOLDS | 345.68 | 0 | 6 | 0 | 6 | 84818059 | 503356 00006 | 503356 00006
503362 | MANIFOLDS | STAINLESS STEEL MANIFOLDS | CI 583SP 1 02 EK+VT ACC.C/SP | OB | CI STAINLESS STEEL MANIFOLDS | 49.77 | 0 | 12 | 0 | 12 | 84818059 | 503362 00012 | 503362 00012
503363 | MANIFOLDS | STAINLESS STEEL MANIFOLDS | CI 583SP 1 03 EK+VT ACC.C/SP | OB | CI STAINLESS STEEL MANIFOLDS | 66 | 0.624 | 12 | 0 | 12 | 84818059 | 503363 00012 | 503363 00012
503364 | MANIFOLDS | STAINLESS STEEL MANIFOLDS | CI 583SP 1 04 EK+VT ACC.C/SP | OB | CI STAINLESS STEEL MANIFOLDS | 82.25 | 0 | 8 | 0 | 8 | 84818059 | 503364 00008 | 503364 00008
503365 | MANIFOLDS | STAINLESS STEEL MANIFOLDS | CI 583SP 1 05 EK+VT ACC.C/SP | OB | CI STAINLESS STEEL MANIFOLDS | 98.49 | 0 | 6 | 0 | 6 | 84818059 | 503365 00006 | 503365 00006
503366 | MANIFOLDS | STAINLESS STEEL MANIFOLDS | CI 583SP 1 06 EK+VT ACC.C/SP | OB | CI STAINLESS STEEL MANIFOLDS | 114.74 | 0 | 6 | 0 | 6 | 84818059 | 503366 00006 | 503366 00006
503367 | MANIFOLDS | STAINLESS STEEL MANIFOLDS | CI 583SP 1 07 EK+VT ACC.C/SP | OB | CI STAINLESS STEEL MANIFOLDS | 130.99 | 0 | 6 | 0 | 6 | 84818059 | 503367 00006 | 503367 00006
503368 | MANIFOLDS | STAINLESS STEEL MANIFOLDS | CI 583SP 1 08 EK+VT ACC.C/SP | OB | CI STAINLESS STEEL MANIFOLDS | 147.23 | 0 | 6 | 0 | 6 | 84818059 | 503368 00006 | 503368 00006
503369 | MANIFOLDS | STAINLESS STEEL MANIFOLDS | CI 583SP 1 09 EK+VT ACC.C/SP | OB | CI STAINLESS STEEL MANIFOLDS | 163.48 | 0 | 6 | 0 | 6 | 84818059 | 503369 00006 | 503369 00006
503370 | MANIFOLDS | STAINLESS STEEL MANIFOLDS | CI 583SP 1 10 EK+VT ACC.C/SP | OB | CI STAINLESS STEEL MANIFOLDS | 179.72 | 1.7655 | 6 | 0 | 6 | 84818059 | 503370 00006 | 503370 00006
503371 | MANIFOLDS | STAINLESS STEEL MANIFOLDS | CI 583SP 1 11 EK+VT ACC.C/SP | OB | CI STAINLESS STEEL MANIFOLDS | 195.98 | 0 | 6 | 0 | 6 | 84818059 | 503371 00006 | 503371 00006
503372 | MANIFOLDS | STAINLESS STEEL MANIFOLDS | CI 583SP 1 12 EK+VT ACC.C/SP | OB | CI STAINLESS STEEL MANIFOLDS | 214.51 | 0 | 6 | 0 | 6 | 84818059 | 503372 00006 | 503372 00006
503373 | MANIFOLDS | STAINLESS STEEL MANIFOLDS | CI 583SP 1 13 EK+VT ACC.C/SP | OB | CI STAINLESS STEEL MANIFOLDS | 238.02 | 0 | 6 | 0 | 6 | 84818059 | 503373 00006 | 503373 00006
503374 | MANIFOLDS | STAINLESS STEEL MANIFOLDS | CI 583SP 1 14 EK+VT ACC.C/SP | OB | CI STAINLESS STEEL MANIFOLDS | 276.03 | 0 | 6 | 0 | 6 | 84818059 | 503374 00006 | 503374 00006
503375 | MANIFOLDS | STAINLESS STEEL MANIFOLDS | CI 583SP 1 15 EK+VT ACC.C/SP | OB | CI STAINLESS STEEL MANIFOLDS | 312.69 | 0 | 6 | 0 | 6 | 84818059 | 503375 00006 | 503375 00006
503382 | MANIFOLDS | STAINLESS STEEL MANIFOLDS | CI 598SP 1 02 EK+FLX ACC.SP | OB | CI STAINLESS STEEL MANIFOLDS | 60.79 | 0 | 12 | 0 | 12 | 84818059 | 503382 00012 | 503382 00012
503383 | MANIFOLDS | STAINLESS STEEL MANIFOLDS | CI 598SP 1 03 EK+FLX ACC.SP | OB | CI STAINLESS STEEL MANIFOLDS | 83.3 | 0.738 | 12 | 0 | 12 | 84818059 | 503383 00012 | 503383 00012
503384 | MANIFOLDS | STAINLESS STEEL MANIFOLDS | CI 598SP 1 04 EK+FLX ACC.SP | OB | CI STAINLESS STEEL MANIFOLDS | 105.8 | 1.4 | 8 | 0 | 8 | 84818059 | 503384 00008 | 503384 00008
503385 | MANIFOLDS | STAINLESS STEEL MANIFOLDS | CI 598SP 1 05 EK+FLX ACC.SP | OB | CI STAINLESS STEEL MANIFOLDS | 128.3 | 1.503 | 6 | 0 | 6 | 84818059 | 503385 00006 | 503385 00006
503386 | MANIFOLDS | STAINLESS STEEL MANIFOLDS | CI 598SP 1 06 EK+FLX ACC.SP | OB | CI STAINLESS STEEL MANIFOLDS | 150.79 | 0 | 6 | 0 | 6 | 84818059 | 503386 00006 | 503386 00006
503387 | MANIFOLDS | STAINLESS STEEL MANIFOLDS | CI 598SP 1 07 EK+FLX ACC.SP | OB | CI STAINLESS STEEL MANIFOLDS | 173.3 | 0 | 6 | 0 | 6 | 84818059 | 503387 00006 | 503387 00006
503388 | MANIFOLDS | STAINLESS STEEL MANIFOLDS | CI 598SP 1 08 EK+FLX ACC.SP | OB | CI STAINLESS STEEL MANIFOLDS | 195.81 | 0 | 6 | 0 | 6 | 84818059 | 503388 00006 | 503388 00006
503389 | MANIFOLDS | STAINLESS STEEL MANIFOLDS | CI 598SP 1 09 EK+FLX ACC.SP | OB | CI STAINLESS STEEL MANIFOLDS | 218.3 | 0 | 6 | 0 | 6 | 84818059 | 503389 00006 | 503389 00006
503390 | MANIFOLDS | STAINLESS STEEL MANIFOLDS | CI 598SP 1 10 EK+FLX ACC.SP | OB | CI STAINLESS STEEL MANIFOLDS | 240.81 | 0 | 6 | 0 | 6 | 84818059 | 503390 00006 | 503390 00006
503391 | MANIFOLDS | STAINLESS STEEL MANIFOLDS | CI 598SP 1 11 EK+FLX ACC.SP | OB | CI STAINLESS STEEL MANIFOLDS | 263.31 | 0 | 6 | 0 | 6 | 84818059 | 503391 00006 | 503391 00006
503392 | MANIFOLDS | STAINLESS STEEL MANIFOLDS | CI 598SP 1 12 EK+FLX ACC.SP | OB | CI STAINLESS STEEL MANIFOLDS | 273 | 0 | 6 | 0 | 6 | 84818059 | 503392 00006 | 503392 00006
503393 | MANIFOLDS | STAINLESS STEEL MANIFOLDS | CI 598SP 1 13 EK+FLX ACC.SP | OB | CI STAINLESS STEEL MANIFOLDS | 301.29 | 0 | 6 | 0 | 6 | 84818059 | 503393 00006 | 503393 00006
503394 | MANIFOLDS | STAINLESS STEEL MANIFOLDS | CI 598SP 1 14 EK+FLX ACC.SP | OB | CI STAINLESS STEEL MANIFOLDS | 346.8 | 0 | 6 | 0 | 6 | 84818059 | 503394 00006 | 503394 00006
503395 | MANIFOLDS | STAINLESS STEEL MANIFOLDS | CI 598SP 1 15 EK+FLX ACC.SP | OB | CI STAINLESS STEEL MANIFOLDS | 388.6 | 0 | 6 | 0 | 6 | 84818059 | 503395 00006 | 503395 00006
503402 | MANIFOLDS | STAINLESS STEEL MANIFOLDS | CI 599SP 1 02 EK + VD AC.SP | OB | CI STAINLESS STEEL MANIFOLDS | 53.62 | 0 | 12 | 0 | 12 | 84818059 | 503402 00012 | 503402 00012
503403 | MANIFOLDS | STAINLESS STEEL MANIFOLDS | CI 599SP 1 03 EK + VD AC.SP | OB | CI STAINLESS STEEL MANIFOLDS | 71 | 0 | 12 | 0 | 12 | 84818059 | 503403 00012 | 503403 00012
503404 | MANIFOLDS | STAINLESS STEEL MANIFOLDS | CI 599SP 1 04 EK + VD AC.SP | OB | CI STAINLESS STEEL MANIFOLDS | 88.4 | 0 | 8 | 0 | 8 | 84818059 | 503404 00008 | 503404 00008
503405 | MANIFOLDS | STAINLESS STEEL MANIFOLDS | CI 599SP 1 05 EK + VD AC.SP | OB | CI STAINLESS STEEL MANIFOLDS | 105.78 | 0 | 6 | 0 | 6 | 84818059 | 503405 00006 | 503405 00006
503406 | MANIFOLDS | STAINLESS STEEL MANIFOLDS | CI 599SP 1 06 EK + VD AC.SP | OB | CI STAINLESS STEEL MANIFOLDS | 123.17 | 0 | 6 | 0 | 6 | 84818059 | 503406 00006 | 503406 00006
503407 | MANIFOLDS | STAINLESS STEEL MANIFOLDS | CI 599SP 1 07 EK + VD AC.SP | OB | CI STAINLESS STEEL MANIFOLDS | 140.56 | 0 | 6 | 0 | 6 | 84818059 | 503407 00006 | 503407 00006
503408 | MANIFOLDS | STAINLESS STEEL MANIFOLDS | CI 599SP 1 08 EK + VD AC.SP | OB | CI STAINLESS STEEL MANIFOLDS | 157.95 | 0 | 6 | 0 | 6 | 84818059 | 503408 00006 | 503408 00006
503409 | MANIFOLDS | STAINLESS STEEL MANIFOLDS | CI 599SP 1 09 EK + VD AC.SP | OB | CI STAINLESS STEEL MANIFOLDS | 175.34 | 0 | 6 | 0 | 6 | 84818059 | 503409 00006 | 503409 00006
503410 | MANIFOLDS | STAINLESS STEEL MANIFOLDS | CI 599SP 1 10 EK + VD AC.SP | OB | CI STAINLESS STEEL MANIFOLDS | 192.72 | 0 | 6 | 0 | 6 | 84818059 | 503410 00006 | 503410 00006
503411 | MANIFOLDS | STAINLESS STEEL MANIFOLDS | CI 599SP 1 11 EK + VD AC.SP | OB | CI STAINLESS STEEL MANIFOLDS | 210.11 | 0 | 6 | 0 | 6 | 84818059 | 503411 00006 | 503411 00006
503412 | MANIFOLDS | STAINLESS STEEL MANIFOLDS | CI 599SP 1 12 EK + VD AC.SP | OB | CI STAINLESS STEEL MANIFOLDS | 229.9 | 0 | 6 | 0 | 6 | 84818059 | 503412 00006 | 503412 00006
503413 | MANIFOLDS | STAINLESS STEEL MANIFOLDS | CI 599SP 1 13 EK + VD AC.SP | OB | CI STAINLESS STEEL MANIFOLDS | 254.6 | 0 | 6 | 0 | 6 | 84818059 | 503413 00006 | 503413 00006
503414 | MANIFOLDS | STAINLESS STEEL MANIFOLDS | CI 599SP 1 14 EK + VD AC.SP | OB | CI STAINLESS STEEL MANIFOLDS | 296.51 | 0 | 6 | 0 | 6 | 84818059 | 503414 00006 | 503414 00006
503415 | MANIFOLDS | STAINLESS STEEL MANIFOLDS | CI 599SP 1 15 EK + VD AC.SP | OB | CI STAINLESS STEEL MANIFOLDS | 334.73 | 0 | 6 | 0 | 6 | 84818059 | 503415 00006 | 503415 00006
503422 | MANIFOLDS | STAINLESS STEEL MANIFOLDS | CI 593/02 1 X EK SP + KIT | OB | CI STAINLESS STEEL MANIFOLDS | 60.65 | 0 | 38 | 0 | 38 | 84818059 | 503422 00038 | 503422 00038
503423 | MANIFOLDS | STAINLESS STEEL MANIFOLDS | CI 593/03 1 X EK SP + KIT | OB | CI STAINLESS STEEL MANIFOLDS | 76 | 0 | 28 | 0 | 28 | 84818059 | 503423 00028 | 503423 00028
503424 | MANIFOLDS | STAINLESS STEEL MANIFOLDS | CI 593/04 1 X EK SP + KIT | OB | CI STAINLESS STEEL MANIFOLDS | 91.38 | 0 | 20 | 0 | 20 | 84818059 | 503424 00020 | 503424 00020
503425 | MANIFOLDS | STAINLESS STEEL MANIFOLDS | CI 593/05 1 X EK SP + KIT | OB | CI STAINLESS STEEL MANIFOLDS | 106.75 | 0 | 20 | 0 | 20 | 84818059 | 503425 00020 | 503425 00020
503426 | MANIFOLDS | STAINLESS STEEL MANIFOLDS | CI 593/06 1 X EK SP + KIT | OB | CI STAINLESS STEEL MANIFOLDS | 122.13 | 0 | 16 | 0 | 16 | 84818059 | 503426 00016 | 503426 00016
503427 | MANIFOLDS | STAINLESS STEEL MANIFOLDS | CI 593/07 1 X EK SP + KIT | OB | CI STAINLESS STEEL MANIFOLDS | 137.49 | 0 | 15 | 0 | 15 | 84818059 | 503427 00015 | 503427 00015
503428 | MANIFOLDS | STAINLESS STEEL MANIFOLDS | CI 593/08 1 X EK SP + KIT | OB | CI STAINLESS STEEL MANIFOLDS | 152.87 | 0 | 20 | 0 | 20 | 84818059 | 503428 00020 | 503428 00020
503429 | MANIFOLDS | STAINLESS STEEL MANIFOLDS | CI 593/09 1 X EK SP + KIT | OB | CI STAINLESS STEEL MANIFOLDS | 168.22 | 0 | 18 | 0 | 18 | 84818059 | 503429 00018 | 503429 00018
503430 | MANIFOLDS | STAINLESS STEEL MANIFOLDS | CI 593/10 1 X EK SP + KIT | OB | CI STAINLESS STEEL MANIFOLDS | 183.59 | 0 | 12 | 0 | 12 | 84818059 | 503430 00012 | 503430 00012
503431 | MANIFOLDS | STAINLESS STEEL MANIFOLDS | CI 593/11 1 X EK SP + KIT | OB | CI STAINLESS STEEL MANIFOLDS | 198.96 | 0 | 14 | 0 | 14 | 84818059 | 503431 00014 | 503431 00014
503432 | MANIFOLDS | STAINLESS STEEL MANIFOLDS | CI 593/12 1 X EK SP + KIT | OB | CI STAINLESS STEEL MANIFOLDS | 214.34 | 0 | 14 | 0 | 14 | 84818059 | 503432 00014 | 503432 00014
503442 | MANIFOLDS | STAINLESS STEEL MANIFOLDS | CI 598 1 1/4 02 EK +FLX ACC | OB | CI STAINLESS STEEL MANIFOLDS | 64.08 | 0 | 1 | 0 | 1 | 84818059 | 503442 00001 | 503442 00001
503443 | MANIFOLDS | STAINLESS STEEL MANIFOLDS | CI 598 1 1/4 03 EK +FLX ACC | OB | CI STAINLESS STEEL MANIFOLDS | 88.71 | 0 | 1 | 0 | 1 | 84818059 | 503443 00001 | 503443 00001
503444 | MANIFOLDS | STAINLESS STEEL MANIFOLDS | CI 598 1 1/4 04 EK +FLX ACC | OB | CI STAINLESS STEEL MANIFOLDS | 113.34 | 0 | 1 | 0 | 1 | 84818059 | 503444 00001 | 503444 00001
503445 | MANIFOLDS | STAINLESS STEEL MANIFOLDS | CI 598 1 1/4 05 EK + FLX ACC | OB | CI STAINLESS STEEL MANIFOLDS | 137.95 | 0 | 1 | 0 | 1 | 84818059 | 503445 00001 | 503445 00001
503446 | MANIFOLDS | STAINLESS STEEL MANIFOLDS | CI 598 1 1/4 06 EK + FLX ACC | OB | CI STAINLESS STEEL MANIFOLDS | 162.57 | 0 | 1 | 0 | 1 | 84818059 | 503446 00001 | 503446 00001
503447 | MANIFOLDS | STAINLESS STEEL MANIFOLDS | CI 598 1 1/4 07 EK + FLX ACC | OB | CI STAINLESS STEEL MANIFOLDS | 187.21 | 0 | 1 | 0 | 1 | 84818059 | 503447 00001 | 503447 00001
503448 | MANIFOLDS | STAINLESS STEEL MANIFOLDS | CI 598 1 1/4 08 EK + FLX ACC | OB | CI STAINLESS STEEL MANIFOLDS | 211.83 | 0 | 1 | 0 | 1 | 84818059 | 503448 00001 | 503448 00001
503449 | MANIFOLDS | STAINLESS STEEL MANIFOLDS | CI 598 1 1/4 09 EK + FLX ACC | OB | CI STAINLESS STEEL MANIFOLDS | 236.44 | 0 | 1 | 0 | 1 | 84818059 | 503449 00001 | 503449 00001
503450 | MANIFOLDS | STAINLESS STEEL MANIFOLDS | CI 598 1 1/4 10 EK + FLX ACC | OB | CI STAINLESS STEEL MANIFOLDS | 261.06 | 0 | 1 | 0 | 1 | 84818059 | 503450 00001 | 503450 00001
503451 | MANIFOLDS | STAINLESS STEEL MANIFOLDS | CI 598 1 1/4 11 EK + FLX ACC | OB | CI STAINLESS STEEL MANIFOLDS | 285.69 | 0 | 1 | 0 | 1 | 84818059 | 503451 00001 | 503451 00001
503452 | MANIFOLDS | STAINLESS STEEL MANIFOLDS | CI 598 1 1/4 12 EK + FLX ACC | OB | CI STAINLESS STEEL MANIFOLDS | 310.31 | 0 | 1 | 0 | 1 | 84818059 | 503452 00001 | 503452 00001
503453 | MANIFOLDS | STAINLESS STEEL MANIFOLDS | CI 598 1 1/4 13 EK + FLX ACC | OB | CI STAINLESS STEEL MANIFOLDS | 334.93 | 0 | 1 | 0 | 1 | 84818059 | 503453 00001 | 503453 00001
503454 | MANIFOLDS | STAINLESS STEEL MANIFOLDS | CI 598 1 1/4 14 EK + FLX ACC | OB | CI STAINLESS STEEL MANIFOLDS | 359.55 | 0 | 1 | 0 | 1 | 84818059 | 503454 00001 | 503454 00001
503455 | MANIFOLDS | STAINLESS STEEL MANIFOLDS | CI 598 1 1/4 15 EK + FLX ACC | OB | CI STAINLESS STEEL MANIFOLDS | 384.19 | 0 | 1 | 0 | 1 | 84818059 | 503455 00001 | 503455 00001
503456 | MANIFOLDS | STAINLESS STEEL MANIFOLDS | CI 598 1 1/4 16 EK + FLX ACC | OB | CI STAINLESS STEEL MANIFOLDS | 408.81 | 0 | 1 | 0 | 1 | 84818059 | 503456 00001 | 503456 00001
503462 | MANIFOLDS | STAINLESS STEEL MANIFOLDS | CI 598SP 1 1/4 02 EK+FL A SP | OB | CI STAINLESS STEEL MANIFOLDS | 64.04 | 0 | 1 | 0 | 1 | 84818059 | 503462 00001 | 503462 00001
503463 | MANIFOLDS | STAINLESS STEEL MANIFOLDS | CI 598SP 1 1/4 03 EK+FL A SP | OB | CI STAINLESS STEEL MANIFOLDS | 89.52 | 0 | 1 | 0 | 1 | 84818059 | 503463 00001 | 503463 00001
503464 | MANIFOLDS | STAINLESS STEEL MANIFOLDS | CI 598SP 1 1/4 04 EK+FL A SP | OB | CI STAINLESS STEEL MANIFOLDS | 115.01 | 0 | 1 | 0 | 1 | 84818059 | 503464 00001 | 503464 00001
503465 | MANIFOLDS | STAINLESS STEEL MANIFOLDS | CI 598SP 1 1/4 05 EK+FL A SP | OB | CI STAINLESS STEEL MANIFOLDS | 140.5 | 0 | 1 | 0 | 1 | 84818059 | 503465 00001 | 503465 00001
503466 | MANIFOLDS | STAINLESS STEEL MANIFOLDS | CI 598SP 1 1/4 06 EK+FL A SP | OB | CI STAINLESS STEEL MANIFOLDS | 166 | 0 | 1 | 0 | 1 | 84818059 | 503466 00001 | 503466 00001
503467 | MANIFOLDS | STAINLESS STEEL MANIFOLDS | CI 598SP 1 1/4 07 EK+FL A SP | OB | CI STAINLESS STEEL MANIFOLDS | 191.49 | 0 | 1 | 0 | 1 | 84818059 | 503467 00001 | 503467 00001
503468 | MANIFOLDS | STAINLESS STEEL MANIFOLDS | CI 598SP 1 1/4 08 EK+FL A SP | OB | CI STAINLESS STEEL MANIFOLDS | 216.96 | 0 | 1 | 0 | 1 | 84818059 | 503468 00001 | 503468 00001
503469 | MANIFOLDS | STAINLESS STEEL MANIFOLDS | CI 598SP 1 1/4 09 EK+FL A SP | OB | CI STAINLESS STEEL MANIFOLDS | 242.45 | 0 | 1 | 0 | 1 | 84818059 | 503469 00001 | 503469 00001
503470 | MANIFOLDS | STAINLESS STEEL MANIFOLDS | CI 598SP 1 1/4 10 EK+FL A SP | OB | CI STAINLESS STEEL MANIFOLDS | 267.95 | 0 | 1 | 0 | 1 | 84818059 | 503470 00001 | 503470 00001
503471 | MANIFOLDS | STAINLESS STEEL MANIFOLDS | CI 598SP 1 1/4 11 EK+FL A SP | OB | CI STAINLESS STEEL MANIFOLDS | 293.44 | 0 | 1 | 0 | 1 | 84818059 | 503471 00001 | 503471 00001
503472 | MANIFOLDS | STAINLESS STEEL MANIFOLDS | CI 598SP 1 1/4 12 EK+FL A SP | OB | CI STAINLESS STEEL MANIFOLDS | 318.91 | 0 | 1 | 0 | 1 | 84818059 | 503472 00001 | 503472 00001
503473 | MANIFOLDS | STAINLESS STEEL MANIFOLDS | CI 598SP 1 1/4 13 EK+FL A SP | OB | CI STAINLESS STEEL MANIFOLDS | 344.4 | 0 | 1 | 0 | 1 | 84818059 | 503473 00001 | 503473 00001
503474 | MANIFOLDS | STAINLESS STEEL MANIFOLDS | CI 598SP 1 1/4 14 EK+FL A SP | OB | CI STAINLESS STEEL MANIFOLDS | 369.89 | 0 | 1 | 0 | 1 | 84818059 | 503474 00001 | 503474 00001
503475 | MANIFOLDS | STAINLESS STEEL MANIFOLDS | CI 598SP 1 1/4 15 EK+FL A SP | OB | CI STAINLESS STEEL MANIFOLDS | 395.36 | 0 | 1 | 0 | 1 | 84818059 | 503475 00001 | 503475 00001
503482 | MANIFOLDS | STAINLESS STEEL MANIFOLDS | CI 583 1 1/4 02 EK+VT ACC.PR | OB | CI STAINLESS STEEL MANIFOLDS | 54.95 | 0 | 1 | 0 | 1 | 84818059 | 503482 00001 | 503482 00001
503483 | MANIFOLDS | STAINLESS STEEL MANIFOLDS | CI 583 1 1/4 03 EK+VT ACC.PR | OB | CI STAINLESS STEEL MANIFOLDS | 75.18 | 0 | 1 | 0 | 1 | 84818059 | 503483 00001 | 503483 00001
503484 | MANIFOLDS | STAINLESS STEEL MANIFOLDS | CI 583 1 1/4 04 EK+VT ACC.PR | OB | CI STAINLESS STEEL MANIFOLDS | 95.42 | 0.933 | 1 | 0 | 1 | 84818059 | 503484 00001 | 503484 00001
503485 | MANIFOLDS | STAINLESS STEEL MANIFOLDS | CI 583 1 1/4 05 EK+VT ACC.PR | OB | CI STAINLESS STEEL MANIFOLDS | 115.64 | 1.14 | 1 | 0 | 1 | 84818059 | 503485 00001 | 503485 00001
503486 | MANIFOLDS | STAINLESS STEEL MANIFOLDS | CI 583 1 1/4 06 EK+VT ACC.PR | OB | CI STAINLESS STEEL MANIFOLDS | 135.88 | 1.315 | 1 | 0 | 1 | 84818059 | 503486 00001 | 503486 00001
503487 | MANIFOLDS | STAINLESS STEEL MANIFOLDS | CI 583 1 1/4 07 EK+VT ACC.PR | OB | CI STAINLESS STEEL MANIFOLDS | 156.1 | 1.776 | 1 | 0 | 1 | 84818059 | 503487 00001 | 503487 00001
503488 | MANIFOLDS | STAINLESS STEEL MANIFOLDS | CI 583 1 1/4 08 EK+VT ACC.PR | OB | CI STAINLESS STEEL MANIFOLDS | 176.33 | 2.03 | 1 | 0 | 1 | 84818059 | 503488 00001 | 503488 00001
503489 | MANIFOLDS | STAINLESS STEEL MANIFOLDS | CI 583 1 1/4 09 EK+VT ACC.PR | OB | CI STAINLESS STEEL MANIFOLDS | 196.55 | 1.84 | 1 | 0 | 1 | 84818059 | 503489 00001 | 503489 00001
503490 | MANIFOLDS | STAINLESS STEEL MANIFOLDS | CI 583 1 1/4 10 EK+VT ACC.PR | OB | CI STAINLESS STEEL MANIFOLDS | 216.8 | 2.26 | 1 | 0 | 1 | 84818059 | 503490 00001 | 503490 00001
503491 | MANIFOLDS | STAINLESS STEEL MANIFOLDS | CI 583 1 1/4 11 EK+VT ACC.PR | OB | CI STAINLESS STEEL MANIFOLDS | 237.02 | 0 | 1 | 0 | 1 | 84818059 | 503491 00001 | 503491 00001
503492 | MANIFOLDS | STAINLESS STEEL MANIFOLDS | CI 583 1 1/4 12 EK+VT ACC.PR | OB | CI STAINLESS STEEL MANIFOLDS | 257.26 | 0 | 1 | 0 | 1 | 84818059 | 503492 00001 | 503492 00001
503493 | MANIFOLDS | STAINLESS STEEL MANIFOLDS | CI 583 1 1/4 13 EK+VT ACC.PR | OB | CI STAINLESS STEEL MANIFOLDS | 277.48 | 0 | 1 | 0 | 1 | 84818059 | 503493 00001 | 503493 00001
503494 | MANIFOLDS | STAINLESS STEEL MANIFOLDS | CI 583 1 1/4 14 EK+VT ACC.PR | OB | CI STAINLESS STEEL MANIFOLDS | 297.72 | 0 | 1 | 0 | 1 | 84818059 | 503494 00001 | 503494 00001
503495 | MANIFOLDS | STAINLESS STEEL MANIFOLDS | CI 583 1 1/4 15 EK+VT ACC.PR | OB | CI STAINLESS STEEL MANIFOLDS | 317.96 | 0 | 1 | 0 | 1 | 84818059 | 503495 00001 | 503495 00001
503496 | MANIFOLDS | STAINLESS STEEL MANIFOLDS | CI 583 1 1/4 16 EK+VT ACC.PR | OB | CI STAINLESS STEEL MANIFOLDS | 338.16 | 0 | 1 | 0 | 1 | 84818059 | 503496 00001 | 503496 00001
503522 | MANIFOLDS | STAINLESS STEEL MANIFOLDS | CI 585C/02 1 X EK SP ACCIAIO | OB | CI STAINLESS STEEL MANIFOLDS | 100.51 | 1.918 | 1 | 0 | 1 | 84818059 | 503522 00001 | 503522 00001
503523 | MANIFOLDS | STAINLESS STEEL MANIFOLDS | CI 585C/03 1 X EK SP ACCIAIO | OB | CI STAINLESS STEEL MANIFOLDS | 129.06 | 2.412 | 1 | 0 | 1 | 84818059 | 503523 00001 | 503523 00001
503524 | MANIFOLDS | STAINLESS STEEL MANIFOLDS | CI 585C/04 1 X EK SP ACCIAIO | OB | CI STAINLESS STEEL MANIFOLDS | 157.61 | 2.2 | 1 | 0 | 1 | 84818059 | 503524 00001 | 503524 00001
503525 | MANIFOLDS | STAINLESS STEEL MANIFOLDS | CI 585C/05 1 X EK SP ACCIAIO | OB | CI STAINLESS STEEL MANIFOLDS | 186.14 | 3.174 | 1 | 0 | 1 | 84818059 | 503525 00001 | 503525 00001
503526 | MANIFOLDS | STAINLESS STEEL MANIFOLDS | CI 585C/06 1 X EK SP ACCIAIO | OB | CI STAINLESS STEEL MANIFOLDS | 214.71 | 3.518 | 1 | 0 | 1 | 84818059 | 503526 00001 | 503526 00001
503527 | MANIFOLDS | STAINLESS STEEL MANIFOLDS | CI 585C/07 1 X EK SP ACCIAIO | OB | CI STAINLESS STEEL MANIFOLDS | 243.26 | 0 | 1 | 0 | 1 | 84818059 | 503527 00001 | 503527 00001
503528 | MANIFOLDS | STAINLESS STEEL MANIFOLDS | CI 585C/08 1 X EK SP ACCIAIO | OB | CI STAINLESS STEEL MANIFOLDS | 271.79 | 0 | 1 | 0 | 1 | 84818059 | 503528 00001 | 503528 00001
503529 | MANIFOLDS | STAINLESS STEEL MANIFOLDS | CI 585C/09 1 X EK SP ACCIAIO | OB | CI STAINLESS STEEL MANIFOLDS | 300.35 | 0 | 1 | 0 | 1 | 84818059 | 503529 00001 | 503529 00001
503530 | MANIFOLDS | STAINLESS STEEL MANIFOLDS | CI 585C/10 1 X EK SP ACCIAIO | OB | CI STAINLESS STEEL MANIFOLDS | 328.9 | 0 | 1 | 0 | 1 | 84818059 | 503530 00001 | 503530 00001
503531 | MANIFOLDS | STAINLESS STEEL MANIFOLDS | CI 585C/11 1 X EK SP ACCIAIO | OB | CI STAINLESS STEEL MANIFOLDS | 357.45 | 0 | 1 | 0 | 1 | 84818059 | 503531 00001 | 503531 00001
503532 | MANIFOLDS | STAINLESS STEEL MANIFOLDS | CI 585C/12 1 X EK SP ACCIAIO | OB | CI STAINLESS STEEL MANIFOLDS | 406.33 | 0 | 1 | 0 | 1 | 84818059 | 503532 00001 | 503532 00001
503542 | MANIFOLDS | STAINLESS STEEL MANIFOLDS | CI 586C/02 1XEK SP FLX ACCIAIO | OB | CI STAINLESS STEEL MANIFOLDS | 123.58 | 1.524 | 1 | 0 | 1 | 84818059 | 503542 00001 | 503542 00001
503543 | MANIFOLDS | STAINLESS STEEL MANIFOLDS | CI 586C/03 1XEK SP FLX ACCIAIO | OB | CI STAINLESS STEEL MANIFOLDS | 161.19 | 2.85 | 1 | 0 | 1 | 84818059 | 503543 00001 | 503543 00001
503544 | MANIFOLDS | STAINLESS STEEL MANIFOLDS | CI 586C/04 1XEK SP FLX ACCIAIO | OB | CI STAINLESS STEEL MANIFOLDS | 198.79 | 2.2 | 1 | 0 | 1 | 84818059 | 503544 00001 | 503544 00001
503545 | MANIFOLDS | STAINLESS STEEL MANIFOLDS | CI 586C/05 1XEK SP FLX ACCIAIO | OB | CI STAINLESS STEEL MANIFOLDS | 236.4 | 2.605 | 1 | 0 | 1 | 84818059 | 503545 00001 | 503545 00001
503546 | MANIFOLDS | STAINLESS STEEL MANIFOLDS | CI 586C/06 1XEK SP FLX ACCIAIO | OB | CI STAINLESS STEEL MANIFOLDS | 274.01 | 2.985 | 1 | 0 | 1 | 84818059 | 503546 00001 | 503546 00001
503547 | MANIFOLDS | STAINLESS STEEL MANIFOLDS | CI 586C/07 1XEK SP FLX ACCIAIO | OB | CI STAINLESS STEEL MANIFOLDS | 311.62 | 3.4 | 1 | 0 | 1 | 84818059 | 503547 00001 | 503547 00001
503548 | MANIFOLDS | STAINLESS STEEL MANIFOLDS | CI 586C/08 1XEK SP FLX ACCIAIO | OB | CI STAINLESS STEEL MANIFOLDS | 349.23 | 3.707 | 1 | 0 | 1 | 84818059 | 503548 00001 | 503548 00001
503549 | MANIFOLDS | STAINLESS STEEL MANIFOLDS | CI 586C/09 1XEK SP FLX ACCIAIO | OB | CI STAINLESS STEEL MANIFOLDS | 386.82 | 4.067 | 1 | 0 | 1 | 84818059 | 503549 00001 | 503549 00001
503550 | MANIFOLDS | STAINLESS STEEL MANIFOLDS | CI 586C/10 1XEK SP FLX ACCIAIO | OB | CI STAINLESS STEEL MANIFOLDS | 424.44 | 4.45 | 1 | 0 | 1 | 84818059 | 503550 00001 | 503550 00001
503551 | MANIFOLDS | STAINLESS STEEL MANIFOLDS | CI 586C/11 1XEK SP FLX ACCIAIO | OB | CI STAINLESS STEEL MANIFOLDS | 462.02 | 4.785 | 1 | 0 | 1 | 84818059 | 503551 00001 | 503551 00001
503552 | MANIFOLDS | STAINLESS STEEL MANIFOLDS | CI 586C/12 1XEK SP FLX ACCIAIO | OB | CI STAINLESS STEEL MANIFOLDS | 522.35 | 5.055 | 1 | 0 | 1 | 84818059 | 503552 00001 | 503552 00001
503572 | MANIFOLDS | STAINLESS STEEL MANIFOLDS | CI 588C/02 1 X EK ACCIAIO | OB | CI STAINLESS STEEL MANIFOLDS | 97.89 | 1.09 | 1 | 0 | 1 | 84818059 | 503572 00001 | 503572 00001
503573 | MANIFOLDS | STAINLESS STEEL MANIFOLDS | CI 588C/03 1 X EK ACCIAIO | OB | CI STAINLESS STEEL MANIFOLDS | 125.35 | 1.717 | 1 | 0 | 1 | 84818059 | 503573 00001 | 503573 00001
503574 | MANIFOLDS | STAINLESS STEEL MANIFOLDS | CI 588C/04 1 X EK ACCIAIO | OB | CI STAINLESS STEEL MANIFOLDS | 152.84 | 2.113 | 1 | 0 | 1 | 84818059 | 503574 00001 | 503574 00001
503575 | MANIFOLDS | STAINLESS STEEL MANIFOLDS | CI 588C/05 1 X EK ACCIAIO | OB | CI STAINLESS STEEL MANIFOLDS | 180.31 | 2.452 | 1 | 0 | 1 | 84818059 | 503575 00001 | 503575 00001
503576 | MANIFOLDS | STAINLESS STEEL MANIFOLDS | CI 588C/06 1 X EK ACCIAIO | OB | CI STAINLESS STEEL MANIFOLDS | 207.78 | 2.839 | 1 | 0 | 1 | 84818059 | 503576 00001 | 503576 00001
503577 | MANIFOLDS | STAINLESS STEEL MANIFOLDS | CI 588C/07 1 X EK ACCIAIO | OB | CI STAINLESS STEEL MANIFOLDS | 235.23 | 3.192 | 1 | 0 | 1 | 84818059 | 503577 00001 | 503577 00001
503578 | MANIFOLDS | STAINLESS STEEL MANIFOLDS | CI 588C/08 1 X EK ACCIAIO | OB | CI STAINLESS STEEL MANIFOLDS | 262.71 | 3.591 | 1 | 0 | 1 | 84818059 | 503578 00001 | 503578 00001
503579 | MANIFOLDS | STAINLESS STEEL MANIFOLDS | CI 588C/09 1 X EK ACCIAIO | OB | CI STAINLESS STEEL MANIFOLDS | 290.18 | 3.932 | 1 | 0 | 1 | 84818059 | 503579 00001 | 503579 00001
503580 | MANIFOLDS | STAINLESS STEEL MANIFOLDS | CI 588C/10 1 X EK ACCIAIO | OB | CI STAINLESS STEEL MANIFOLDS | 317.68 | 4.153 | 1 | 0 | 1 | 84818059 | 503580 00001 | 503580 00001
503581 | MANIFOLDS | STAINLESS STEEL MANIFOLDS | CI 588C/11 1 X EK ACCIAIO | OB | CI STAINLESS STEEL MANIFOLDS | 345.14 | 4.545 | 1 | 0 | 1 | 84818059 | 503581 00001 | 503581 00001
503582 | MANIFOLDS | STAINLESS STEEL MANIFOLDS | CI 588C/12 1 X EK ACCIAIO | OB | CI STAINLESS STEEL MANIFOLDS | 372.62 | 4.862 | 1 | 0 | 1 | 84818059 | 503582 00001 | 503582 00001
503583 | MANIFOLDS | STAINLESS STEEL MANIFOLDS | CI 588C/13 1 X EK ACCIAIO | OB | CI STAINLESS STEEL MANIFOLDS | 421.14 | 6 | 1 | 0 | 1 | 84818059 | 503583 00001 | 503583 00001
503602 | MANIFOLDS | STAINLESS STEEL MANIFOLDS | CI 597C/02 1 X EK SP ACC + KIT | OB | CI STAINLESS STEEL MANIFOLDS | 131.35 | 0 | 1 | 0 | 1 | 84818059 | 503602 00001 | 503602 00001
503603 | MANIFOLDS | STAINLESS STEEL MANIFOLDS | CI 597C/03 1 X EK SP ACC + KIT | OB | CI STAINLESS STEEL MANIFOLDS | 164.44 | 0 | 1 | 0 | 1 | 84818059 | 503603 00001 | 503603 00001
503604 | MANIFOLDS | STAINLESS STEEL MANIFOLDS | CI 597C/04 1 X EK SP ACC + KIT | OB | CI STAINLESS STEEL MANIFOLDS | 197.52 | 0 | 1 | 0 | 1 | 84818059 | 503604 00001 | 503604 00001
503605 | MANIFOLDS | STAINLESS STEEL MANIFOLDS | CI 597C/05 1 X EK SP ACC + KIT | OB | CI STAINLESS STEEL MANIFOLDS | 230.61 | 0 | 1 | 0 | 1 | 84818059 | 503605 00001 | 503605 00001
503606 | MANIFOLDS | STAINLESS STEEL MANIFOLDS | CI 597C/06 1 X EK SP ACC + KIT | OB | CI STAINLESS STEEL MANIFOLDS | 263.69 | 0 | 1 | 0 | 1 | 84818059 | 503606 00001 | 503606 00001
503607 | MANIFOLDS | STAINLESS STEEL MANIFOLDS | CI 597C/07 1 X EK SP ACC + KIT | OB | CI STAINLESS STEEL MANIFOLDS | 296.77 | 0 | 1 | 0 | 1 | 84818059 | 503607 00001 | 503607 00001
503608 | MANIFOLDS | STAINLESS STEEL MANIFOLDS | CI 597C/08 1 X EK SP ACC + KIT | OB | CI STAINLESS STEEL MANIFOLDS | 329.85 | 0 | 1 | 0 | 1 | 84818059 | 503608 00001 | 503608 00001
503609 | MANIFOLDS | STAINLESS STEEL MANIFOLDS | CI 597C/09 1 X EK SP ACC + KIT | OB | CI STAINLESS STEEL MANIFOLDS | 362.93 | 0 | 1 | 0 | 1 | 84818059 | 503609 00001 | 503609 00001
503610 | MANIFOLDS | STAINLESS STEEL MANIFOLDS | CI 597C/10 1 X EK SP ACC + KIT | OB | CI STAINLESS STEEL MANIFOLDS | 396.03 | 0 | 1 | 0 | 1 | 84818059 | 503610 00001 | 503610 00001
503611 | MANIFOLDS | STAINLESS STEEL MANIFOLDS | CI 597C/11 1 X EK SP ACC + KIT | OB | CI STAINLESS STEEL MANIFOLDS | 429.11 | 0 | 1 | 0 | 1 | 84818059 | 503611 00001 | 503611 00001
503612 | MANIFOLDS | STAINLESS STEEL MANIFOLDS | CI 597C/12 1 X EK SP ACC + KIT | OB | CI STAINLESS STEEL MANIFOLDS | 462.19 | 0 | 1 | 0 | 1 | 84818059 | 503612 00001 | 503612 00001
514202 | MANIFOLDS | STAINLESS STEEL MANIFOLDS | CI 589C/02 1 1/4 X EK FLX ACC | OB | CI STAINLESS STEEL MANIFOLDS | 133.16 | 0 | 1 | 0 | 1 | 84818059 | 514202 00001 | 514202 00001
514203 | MANIFOLDS | STAINLESS STEEL MANIFOLDS | CI 589C/03 1 1/4 X EK FLX ACC | OB | CI STAINLESS STEEL MANIFOLDS | 179.01 | 2.35 | 1 | 0 | 1 | 84818059 | 514203 00001 | 514203 00001
514204 | MANIFOLDS | STAINLESS STEEL MANIFOLDS | CI 589C/04 1 1/4 X EK FLX ACC | OB | CI STAINLESS STEEL MANIFOLDS | 224.88 | 2.921 | 1 | 0 | 1 | 84818059 | 514204 00001 | 514204 00001
514205 | MANIFOLDS | STAINLESS STEEL MANIFOLDS | CI 589C/05 1 1/4 X EK FLX ACC | OB | CI STAINLESS STEEL MANIFOLDS | 270.73 | 3.4 | 1 | 0 | 1 | 84818059 | 514205 00001 | 514205 00001
514206 | MANIFOLDS | STAINLESS STEEL MANIFOLDS | CI 589C/06 1 1/4 X EK FLX ACC | OB | CI STAINLESS STEEL MANIFOLDS | 316.58 | 3.8 | 1 | 0 | 1 | 84818059 | 514206 00001 | 514206 00001
514207 | MANIFOLDS | STAINLESS STEEL MANIFOLDS | CI 589C/07 1 1/4 X EK FLX ACC | OB | CI STAINLESS STEEL MANIFOLDS | 362.44 | 4.2 | 1 | 0 | 1 | 84818059 | 514207 00001 | 514207 00001
514208 | MANIFOLDS | STAINLESS STEEL MANIFOLDS | CI 589C/08 1 1/4 X EK FLX ACC | OB | CI STAINLESS STEEL MANIFOLDS | 408.29 | 4.8 | 1 | 0 | 1 | 84818059 | 514208 00001 | 514208 00001
514209 | MANIFOLDS | STAINLESS STEEL MANIFOLDS | CI 589C/09 1 1/4 X EK FLX ACC | OB | CI STAINLESS STEEL MANIFOLDS | 454.15 | 5.2 | 1 | 0 | 1 | 84818059 | 514209 00001 | 514209 00001
514210 | MANIFOLDS | STAINLESS STEEL MANIFOLDS | CI 589C/10 1 1/4 X EK FLX ACC | OB | CI STAINLESS STEEL MANIFOLDS | 500.01 | 5.8 | 1 | 0 | 1 | 84818059 | 514210 00001 | 514210 00001
514211 | MANIFOLDS | STAINLESS STEEL MANIFOLDS | CI 589C/11 1 1/4 X EK FLX ACC | OB | CI STAINLESS STEEL MANIFOLDS | 545.86 | 6.2 | 1 | 0 | 1 | 84818059 | 514211 00001 | 514211 00001
514212 | MANIFOLDS | STAINLESS STEEL MANIFOLDS | CI 589C/12 1 1/4 X EK FLX ACC | OB | CI STAINLESS STEEL MANIFOLDS | 591.71 | 6.4 | 1 | 0 | 1 | 84818059 | 514212 00001 | 514212 00001
514213 | MANIFOLDS | STAINLESS STEEL MANIFOLDS | CI 589C/13 1 1/4 X EK FLX ACC | OB | CI STAINLESS STEEL MANIFOLDS | 637.57 | 7 | 1 | 0 | 1 | 84818059 | 514213 00001 | 514213 00001
514214 | MANIFOLDS | STAINLESS STEEL MANIFOLDS | CI 589C/14 1 1/4 X EK FLX ACC | OB | CI STAINLESS STEEL MANIFOLDS | 683.42 | 0 | 1 | 0 | 1 | 84818059 | 514214 00001 | 514214 00001
514215 | MANIFOLDS | STAINLESS STEEL MANIFOLDS | CI 589C/15 1 1/4 X EK FLX ACC | OB | CI STAINLESS STEEL MANIFOLDS | 729.27 | 0 | 1 | 0 | 1 | 84818059 | 514215 00001 | 514215 00001
514216 | MANIFOLDS | STAINLESS STEEL MANIFOLDS | CI 589C/16 1 1/4 X EK FLX ACC | OB | CI STAINLESS STEEL MANIFOLDS | 775.12 | 0 | 1 | 0 | 1 | 84818059 | 514216 00001 | 514216 00001
514222 | MANIFOLDS | STAINLESS STEEL MANIFOLDS | CI 586C/02 1 1/4XEK SP FLX ACC | OB | CI STAINLESS STEEL MANIFOLDS | 131.29 | 0 | 1 | 0 | 1 | 84818059 | 514222 00001 | 514222 00001
514223 | MANIFOLDS | STAINLESS STEEL MANIFOLDS | CI 586C/03 1 1/4XEK SP FLX ACC | OB | CI STAINLESS STEEL MANIFOLDS | 176.89 | 0 | 1 | 0 | 1 | 84818059 | 514223 00001 | 514223 00001
514224 | MANIFOLDS | STAINLESS STEEL MANIFOLDS | CI 586C/04 1 1/4XEK SP FLX ACC | OB | CI STAINLESS STEEL MANIFOLDS | 222.51 | 3.156 | 1 | 0 | 1 | 84818059 | 514224 00001 | 514224 00001
514225 | MANIFOLDS | STAINLESS STEEL MANIFOLDS | CI 586C/05 1 1/4XEK SP FLX ACC | OB | CI STAINLESS STEEL MANIFOLDS | 268.12 | 0 | 1 | 0 | 1 | 84818059 | 514225 00001 | 514225 00001
514226 | MANIFOLDS | STAINLESS STEEL MANIFOLDS | CI 586C/06 1 1/4XEK SP FLX ACC | OB | CI STAINLESS STEEL MANIFOLDS | 313.71 | 0 | 1 | 0 | 1 | 84818059 | 514226 00001 | 514226 00001
514227 | MANIFOLDS | STAINLESS STEEL MANIFOLDS | CI 586C/07 1 1/4XEK SP FLX ACC | OB | CI STAINLESS STEEL MANIFOLDS | 359.31 | 0 | 1 | 0 | 1 | 84818059 | 514227 00001 | 514227 00001
514228 | MANIFOLDS | STAINLESS STEEL MANIFOLDS | CI 586C/08 1 1/4XEK SP FLX ACC | OB | CI STAINLESS STEEL MANIFOLDS | 404.91 | 0 | 1 | 0 | 1 | 84818059 | 514228 00001 | 514228 00001
514229 | MANIFOLDS | STAINLESS STEEL MANIFOLDS | CI 586C/09 1 1/4XEK SP FLX ACC | OB | CI STAINLESS STEEL MANIFOLDS | 450.52 | 0 | 1 | 0 | 1 | 84818059 | 514229 00001 | 514229 00001
514230 | MANIFOLDS | STAINLESS STEEL MANIFOLDS | CI 586C/10 1 1/4XEK SP FLX ACC | OB | CI STAINLESS STEEL MANIFOLDS | 496.14 | 0 | 1 | 0 | 1 | 84818059 | 514230 00001 | 514230 00001
514231 | MANIFOLDS | STAINLESS STEEL MANIFOLDS | CI 586C/11 1 1/4XEK SP FLX ACC | OB | CI STAINLESS STEEL MANIFOLDS | 541.73 | 0 | 1 | 0 | 1 | 84818059 | 514231 00001 | 514231 00001
514232 | MANIFOLDS | STAINLESS STEEL MANIFOLDS | CI 586C/12 1 1/4XEK SP FLX ACC | OB | CI STAINLESS STEEL MANIFOLDS | 587.33 | 0 | 1 | 0 | 1 | 84818059 | 514232 00001 | 514232 00001
514233 | MANIFOLDS | STAINLESS STEEL MANIFOLDS | CI 586C/13 1 1/4XEK SP FLX ACC | OB | CI STAINLESS STEEL MANIFOLDS | 632.92 | 0 | 1 | 0 | 1 | 84818059 | 514233 00001 | 514233 00001
514234 | MANIFOLDS | STAINLESS STEEL MANIFOLDS | CI 586C/14 1 1/4XEK SP FLX AC | OB | CI STAINLESS STEEL MANIFOLDS | 678.53 | 0 | 1 | 0 | 1 | 84818059 | 514234 00001 | 514234 00001
514235 | MANIFOLDS | STAINLESS STEEL MANIFOLDS | CI 586C/15 1 1/4XEK SP FLX ACC | OB | CI STAINLESS STEEL MANIFOLDS | 724.14 | 0 | 1 | 0 | 1 | 84818059 | 514235 00001 | 514235 00001
514362 | MANIFOLDS | STAINLESS STEEL MANIFOLDS | CI 583SP 1 1/4 02 EK+VT AC.S | OB | CI STAINLESS STEEL MANIFOLDS | 56.85 | 0 | 1 | 0 | 1 | 84818059 | 514362 00001 | 514362 00001
514363 | MANIFOLDS | STAINLESS STEEL MANIFOLDS | CI 583SP 1 1/4 03 EK+VT AC.S | OB | CI STAINLESS STEEL MANIFOLDS | 77.98 | 0 | 1 | 0 | 1 | 84818059 | 514363 00001 | 514363 00001
514364 | MANIFOLDS | STAINLESS STEEL MANIFOLDS | CI 583SP 1 1/4 04 EK+VT AC.S | OB | CI STAINLESS STEEL MANIFOLDS | 99.08 | 0 | 1 | 0 | 1 | 84818059 | 514364 00001 | 514364 00001
514365 | MANIFOLDS | STAINLESS STEEL MANIFOLDS | CI 583SP 1 1/4 05 EK+VT AC.S | OB | CI STAINLESS STEEL MANIFOLDS | 120.2 | 0 | 1 | 0 | 1 | 84818059 | 514365 00001 | 514365 00001
514366 | MANIFOLDS | STAINLESS STEEL MANIFOLDS | CI 583SP 1 1/4 06 EK+VT AC.S | OB | CI STAINLESS STEEL MANIFOLDS | 141.34 | 0 | 1 | 0 | 1 | 84818059 | 514366 00001 | 514366 00001
514367 | MANIFOLDS | STAINLESS STEEL MANIFOLDS | CI 583SP 1 1/4 07 EK+VT AC.S | OB | CI STAINLESS STEEL MANIFOLDS | 162.45 | 0 | 1 | 0 | 1 | 84818059 | 514367 00001 | 514367 00001
514368 | MANIFOLDS | STAINLESS STEEL MANIFOLDS | CI 583SP 1 1/4 08 EK+VT AC.S | OB | CI STAINLESS STEEL MANIFOLDS | 183.56 | 0 | 1 | 0 | 1 | 84818059 | 514368 00001 | 514368 00001
514369 | MANIFOLDS | STAINLESS STEEL MANIFOLDS | CI 583SP 1 1/4 09 EK+VT AC.S | OB | CI STAINLESS STEEL MANIFOLDS | 204.69 | 0 | 1 | 0 | 1 | 84818059 | 514369 00001 | 514369 00001
514370 | MANIFOLDS | STAINLESS STEEL MANIFOLDS | CI 583SP 1 1/4 10 EK+VT AC.S | OB | CI STAINLESS STEEL MANIFOLDS | 225.81 | 0 | 1 | 0 | 1 | 84818059 | 514370 00001 | 514370 00001
514371 | MANIFOLDS | STAINLESS STEEL MANIFOLDS | CI 583SP 1 1/4 11 EK+VT AC.S | OB | CI STAINLESS STEEL MANIFOLDS | 246.92 | 0 | 1 | 0 | 1 | 84818059 | 514371 00001 | 514371 00001
514372 | MANIFOLDS | STAINLESS STEEL MANIFOLDS | CI 583SP 1 1/4 12 EK+VT AC.S | OB | CI STAINLESS STEEL MANIFOLDS | 268.04 | 0 | 1 | 0 | 1 | 84818059 | 514372 00001 | 514372 00001
514373 | MANIFOLDS | STAINLESS STEEL MANIFOLDS | CI 583SP 1 1/4 13 EK+VT AC.S | OB | CI STAINLESS STEEL MANIFOLDS | 289.17 | 0 | 1 | 0 | 1 | 84818059 | 514373 00001 | 514373 00001
514374 | MANIFOLDS | STAINLESS STEEL MANIFOLDS | CI 583SP 1 1/4 14 EK+VT AC.S | OB | CI STAINLESS STEEL MANIFOLDS | 310.29 | 0 | 1 | 0 | 1 | 84818059 | 514374 00001 | 514374 00001
514375 | MANIFOLDS | STAINLESS STEEL MANIFOLDS | CI 583SP 1 1/4 15 EK+VT AC.S | OB | CI STAINLESS STEEL MANIFOLDS | 331.4 | 0 | 1 | 0 | 1 | 84818059 | 514375 00001 | 514375 00001
5032621 | MANIFOLDS | STAINLESS STEEL MANIFOLDS | CI 587C1/02 1XEK SP FLX AC+KIT | OB | CI STAINLESS STEEL MANIFOLDS | 162.29 | 2.033 | 1 | 0 | 1 | 84818059 | 5032621 00001 | 5032621 00001
5032631 | MANIFOLDS | STAINLESS STEEL MANIFOLDS | CI 587C1/03 1XEK SP FLX AC+KIT | OB | CI STAINLESS STEEL MANIFOLDS | 201.39 | 2.404 | 1 | 0 | 1 | 84818059 | 5032631 00001 | 5032631 00001
5032641 | MANIFOLDS | STAINLESS STEEL MANIFOLDS | CI 587C1/04 1XEK SP FLX AC+KIT | OB | CI STAINLESS STEEL MANIFOLDS | 239.09 | 2.831 | 1 | 0 | 1 | 84818059 | 5032641 00001 | 5032641 00001
5032651 | MANIFOLDS | STAINLESS STEEL MANIFOLDS | CI 587C1/05 1XEK SP FLX AC+KIT | OB | CI STAINLESS STEEL MANIFOLDS | 277 | 3.124 | 1 | 0 | 1 | 84818059 | 5032651 00001 | 5032651 00001
5032661 | MANIFOLDS | STAINLESS STEEL MANIFOLDS | CI 587C1/06 1XEK SP FLX AC+KIT | OB | CI STAINLESS STEEL MANIFOLDS | 314.67 | 3.49 | 1 | 0 | 1 | 84818059 | 5032661 00001 | 5032661 00001
5032671 | MANIFOLDS | STAINLESS STEEL MANIFOLDS | CI 587C1/07 1XEK SP FLX AC+KIT | OB | CI STAINLESS STEEL MANIFOLDS | 352.33 | 3.861 | 1 | 0 | 1 | 84818059 | 5032671 00001 | 5032671 00001
5032681 | MANIFOLDS | STAINLESS STEEL MANIFOLDS | CI 587C1/08 1XEK SP FLX AC+KIT | OB | CI STAINLESS STEEL MANIFOLDS | 389.99 | 4.2 | 1 | 0 | 1 | 84818059 | 5032681 00001 | 5032681 00001
5032691 | MANIFOLDS | STAINLESS STEEL MANIFOLDS | CI 587C1/09 1XEK SP FLX AC+KIT | OB | CI STAINLESS STEEL MANIFOLDS | 427.6 | 4.561 | 1 | 0 | 1 | 84818059 | 5032691 00001 | 5032691 00001
5032701 | MANIFOLDS | STAINLESS STEEL MANIFOLDS | CI 587C1/10 1XEK SP FLX AC+KIT | OB | CI STAINLESS STEEL MANIFOLDS | 465.71 | 4.921 | 1 | 0 | 1 | 84818059 | 5032701 00001 | 5032701 00001
5032711 | MANIFOLDS | STAINLESS STEEL MANIFOLDS | CI 587C1/11 1XEK SP FLX AC+KIT | OB | CI STAINLESS STEEL MANIFOLDS | 503 | 5.285 | 1 | 0 | 1 | 84818059 | 5032711 00001 | 5032711 00001
5032721 | MANIFOLDS | STAINLESS STEEL MANIFOLDS | CI 587C1/12 1XEK SP FLX AC+KIT | OB | CI STAINLESS STEEL MANIFOLDS | 564.44 | 5.669 | 1 | 0 | 1 | 84818059 | 5032721 00001 | 5032721 00001
50320225 | MANIFOLDS | STAINLESS STEEL MANIFOLDS | CI 589C/02 1 X EK ACC.FLX 2,5L | OB | CI STAINLESS STEEL MANIFOLDS | 120.98 | 1.091 | 1 | 0 | 1 | 84818059 | 50320225 00001 | 50320225 00001
50320325 | MANIFOLDS | STAINLESS STEEL MANIFOLDS | CI 589C/03 1 X EK ACC.FLX 2,5L | OB | CI STAINLESS STEEL MANIFOLDS | 157.5 | 1.707 | 1 | 0 | 1 | 84818059 | 50320325 00001 | 50320325 00001
50320425 | MANIFOLDS | STAINLESS STEEL MANIFOLDS | CI 589C/04 1 X EK ACC.FLX 2,5L | OB | CI STAINLESS STEEL MANIFOLDS | 194.03 | 2.084 | 1 | 0 | 1 | 84818059 | 50320425 00001 | 50320425 00001
50320525 | MANIFOLDS | STAINLESS STEEL MANIFOLDS | CI 589C/05 1 X EK ACC.FLX 2,5L | OB | CI STAINLESS STEEL MANIFOLDS | 230.58 | 2.442 | 1 | 0 | 1 | 84818059 | 50320525 00001 | 50320525 00001
50320625 | MANIFOLDS | STAINLESS STEEL MANIFOLDS | CI 589C/06 1 X EK ACC.FLX 2,5L | OB | CI STAINLESS STEEL MANIFOLDS | 267.06 | 2.802 | 1 | 0 | 1 | 84818059 | 50320625 00001 | 50320625 00001
50320725 | MANIFOLDS | STAINLESS STEEL MANIFOLDS | CI 589C/07 1 X EK ACC.FLX 2,5L | OB | CI STAINLESS STEEL MANIFOLDS | 303.6 | 3.133 | 1 | 0 | 1 | 84818059 | 50320725 00001 | 50320725 00001
50320825 | MANIFOLDS | STAINLESS STEEL MANIFOLDS | CI 589C/08 1 X EK ACC.FLX 2,5L | OB | CI STAINLESS STEEL MANIFOLDS | 340.13 | 3.547 | 1 | 0 | 1 | 84818059 | 50320825 00001 | 50320825 00001
50320925 | MANIFOLDS | STAINLESS STEEL MANIFOLDS | CI 589C/09 1 X EK ACC.FLX 2,5L | OB | CI STAINLESS STEEL MANIFOLDS | 376.65 | 3.886 | 1 | 0 | 1 | 84818059 | 50320925 00001 | 50320925 00001
50321025 | MANIFOLDS | STAINLESS STEEL MANIFOLDS | CI 589C/10 1 X EK ACC.FLX 2,5L | OB | CI STAINLESS STEEL MANIFOLDS | 413.18 | 4.252 | 1 | 0 | 1 | 84818059 | 50321025 00001 | 50321025 00001
50321125 | MANIFOLDS | STAINLESS STEEL MANIFOLDS | CI 589C/11 1 X EK ACC.FLX 2,5L | OB | CI STAINLESS STEEL MANIFOLDS | 449.72 | 4.63 | 1 | 0 | 1 | 84818059 | 50321125 00001 | 50321125 00001
50321225 | MANIFOLDS | STAINLESS STEEL MANIFOLDS | CI 589C/12 1 X EK ACC.FLX 2,5L | OB | CI STAINLESS STEEL MANIFOLDS | 488.63 | 5.2 | 1 | 0 | 1 | 84818059 | 50321225 00001 | 50321225 00001
50321325 | MANIFOLDS | STAINLESS STEEL MANIFOLDS | CI 589C/13 1 X EK ACC.FLX 2,5L | OB | CI STAINLESS STEEL MANIFOLDS | 548.95 | 5.351 | 1 | 0 | 1 | 84818059 | 50321325 00001 | 50321325 00001
51320225 | MANIFOLDS | STAINLESS STEEL MANIFOLDS | CI 589C/02 1XEK ACC 2,5 FL+KIT | OB | CI STAINLESS STEEL MANIFOLDS | 120.98 | 1.328 | 1 | 0 | 1 | 84818059 | 51320225 00001 | 51320225 00001
51320325 | MANIFOLDS | STAINLESS STEEL MANIFOLDS | CI 589C/03 1XEK ACC 2,5 FL+KIT | OB | CI STAINLESS STEEL MANIFOLDS | 157.5 | 1.69 | 1 | 0 | 1 | 84818059 | 51320325 00001 | 51320325 00001
51320425 | MANIFOLDS | STAINLESS STEEL MANIFOLDS | CI 589C/04 1XEK ACC 2,5 FL+KIT | OB | CI STAINLESS STEEL MANIFOLDS | 194.03 | 2.033 | 1 | 0 | 1 | 84818059 | 51320425 00001 | 51320425 00001
51320525 | MANIFOLDS | STAINLESS STEEL MANIFOLDS | CI 589C/05 1XEK ACC 2,5 FL+KIT | OB | CI STAINLESS STEEL MANIFOLDS | 230.58 | 2.387 | 1 | 0 | 1 | 84818059 | 51320525 00001 | 51320525 00001
51320625 | MANIFOLDS | STAINLESS STEEL MANIFOLDS | CI 589C/06 1XEK ACC 2,5 FL+KIT | OB | CI STAINLESS STEEL MANIFOLDS | 267.06 | 2.748 | 1 | 0 | 1 | 84818059 | 51320625 00001 | 51320625 00001
51320725 | MANIFOLDS | STAINLESS STEEL MANIFOLDS | CI 589C/07 1XEK ACC 2,5 FL+KIT | OB | CI STAINLESS STEEL MANIFOLDS | 303.6 | 3.095 | 1 | 0 | 1 | 84818059 | 51320725 00001 | 51320725 00001
51320825 | MANIFOLDS | STAINLESS STEEL MANIFOLDS | CI 589C/08 1XEK ACC 2,5 FL+KIT | OB | CI STAINLESS STEEL MANIFOLDS | 340.13 | 3.82 | 1 | 0 | 1 | 84818059 | 51320825 00001 | 51320825 00001
51320925 | MANIFOLDS | STAINLESS STEEL MANIFOLDS | CI 589C/09 1XEK ACC 2,5 FL+KIT | OB | CI STAINLESS STEEL MANIFOLDS | 376.65 | 3.997 | 1 | 0 | 1 | 84818059 | 51320925 00001 | 51320925 00001
51321025 | MANIFOLDS | STAINLESS STEEL MANIFOLDS | CI 589C/10 1XEK ACC 2,5 FL+KIT | OB | CI STAINLESS STEEL MANIFOLDS | 413.18 | 4.133 | 1 | 0 | 1 | 84818059 | 51321025 00001 | 51321025 00001
51321125 | MANIFOLDS | STAINLESS STEEL MANIFOLDS | CI 589C/11 1XEK ACC 2,5 FL+KIT | OB | CI STAINLESS STEEL MANIFOLDS | 449.72 | 4.6 | 1 | 0 | 1 | 84818059 | 51321125 00001 | 51321125 00001
51321225 | MANIFOLDS | STAINLESS STEEL MANIFOLDS | CI 589C/12 1XEK ACC 2,5 FL+KIT | OB | CI STAINLESS STEEL MANIFOLDS | 488.63 | 4.837 | 1 | 0 | 1 | 84818059 | 51321225 00001 | 51321225 00001
51321325 | MANIFOLDS | STAINLESS STEEL MANIFOLDS | CI 589C/13 1XEK ACC 2,5 FL+KIT | OB | CI STAINLESS STEEL MANIFOLDS | 548.95 | 5.198 | 1 | 0 | 1 | 84818059 | 51321325 00001 | 51321325 00001
503202AIV | MANIFOLDS | STAINLESS STEEL MANIFOLDS | KCA 02A COLL.ACC.FLUX+V.SF+P80 | OB | CI STAINLESS STEEL MANIFOLDS | 277.93 | 3.54 | 1 | 0 | 1 | 84818059 | 503202AIV 00001 | 503202AIV 00001
503202ASIV | MANIFOLDS | STAINLESS STEEL MANIFOLDS | KCA 02AS COL.ACC.FLUX+V.SF+P80 | OB | CI STAINLESS STEEL MANIFOLDS | 287.45 | 3.712 | 1 | 0 | 1 | 84818059 | 503202ASIV 00001 | 503202ASIV 00001
503202IV | MANIFOLDS | STAINLESS STEEL MANIFOLDS | CI 589C/02 1 X EK FLX ACCIAIO | OB | CI STAINLESS STEEL MANIFOLDS | 120.98 | 1.091 | 1 | 0 | 1 | 84818059 | 503202IV 00001 | 503202IV 00001
503202MNA1 | MANIFOLDS | STAINLESS STEEL MANIFOLDS | CI 589M/02 1 X 16 FLX ACCIAIO | OB | CI STAINLESS STEEL MANIFOLDS | 124.97 | 1.0593 | 1 | 0 | 1 | 84818059 | 503202MNA1 00001 | 503202MNA1 00001
503202MNA1K | MANIFOLDS | STAINLESS STEEL MANIFOLDS | CI 589M/02 1 X 16 FLX ACC.+KIT | OB | CI STAINLESS STEEL MANIFOLDS | 254.24 | 2.956 | 1 | 0 | 1 | 84818059 | 503202MNA1K 00001 | 503202MNA1K 00001
503202MNA2 | MANIFOLDS | STAINLESS STEEL MANIFOLDS | CI 589M/02 1 X 20 FLX ACCIAIO | OB | CI STAINLESS STEEL MANIFOLDS | 124.97 | 1.0602 | 1 | 0 | 1 | 84818059 | 503202MNA2 00001 | 503202MNA2 00001
503202MNA2K | MANIFOLDS | STAINLESS STEEL MANIFOLDS | CI 589M/02 1 X 20 FLX ACC.+KIT | OB | CI STAINLESS STEEL MANIFOLDS | 254.24 | 2.9512 | 1 | 0 | 1 | 84818059 | 503202MNA2K 00001 | 503202MNA2K 00001
503202MNAK | MANIFOLDS | STAINLESS STEEL MANIFOLDS | CI 589M/02 1 X EK FLX + KIT | OB | CI STAINLESS STEEL MANIFOLDS | 249.45 | 2.986 | 1 | 0 | 1 | 84818059 | 503202MNAK 00001 | 503202MNAK 00001
503202P80 | MANIFOLDS | STAINLESS STEEL MANIFOLDS | CI 589C/02 1 X EK FLX ACCIAIO | OB | CI STAINLESS STEEL MANIFOLDS | 120.98 | 1.068 | 1 | 0 | 1 | 84818059 | 503202P80 00001 | 503202P80 00001
503203AIV | MANIFOLDS | STAINLESS STEEL MANIFOLDS | KCA 02A COLL.ACC.FLUX+V.SF+P80 | OB | CI STAINLESS STEEL MANIFOLDS | 314.47 | 4 | 1 | 0 | 1 | 84818059 | 503203AIV 00001 | 503203AIV 00001
503203ASIV | MANIFOLDS | STAINLESS STEEL MANIFOLDS | KCA 02AS COL.ACC.FLUX+V.SF+P80 | OB | CI STAINLESS STEEL MANIFOLDS | 323.99 | 0 | 1 | 0 | 1 | 84818059 | 503203ASIV 00001 | 503203ASIV 00001
503203IV | MANIFOLDS | STAINLESS STEEL MANIFOLDS | CI 589C/03 1 X EK FLX ACCIAIO | OB | CI STAINLESS STEEL MANIFOLDS | 157.5 | 1.707 | 1 | 0 | 1 | 84818059 | 503203IV 00001 | 503203IV 00001
503203MNA1 | MANIFOLDS | STAINLESS STEEL MANIFOLDS | CI 589M/03 1 X 16 FLX ACCIAIO | OB | CI STAINLESS STEEL MANIFOLDS | 167.69 | 1.6801 | 1 | 0 | 1 | 84818059 | 503203MNA1 00001 | 503203MNA1 00001
503203MNA1K | MANIFOLDS | STAINLESS STEEL MANIFOLDS | CI 589M/03 1 X 16 FLX ACC.+KIT | OB | CI STAINLESS STEEL MANIFOLDS | 296.99 | 3.5711 | 1 | 0 | 1 | 84818059 | 503203MNA1K 00001 | 503203MNA1K 00001
503203MNA2 | MANIFOLDS | STAINLESS STEEL MANIFOLDS | CI 589M/03 1 X 20 FLX ACCIAIO | OB | CI STAINLESS STEEL MANIFOLDS | 167.69 | 1.6805 | 1 | 0 | 1 | 84818059 | 503203MNA2 00001 | 503203MNA2 00001
503203MNA2K | MANIFOLDS | STAINLESS STEEL MANIFOLDS | CI 589M/03 1 X 20 FLX ACC.+KIT | OB | CI STAINLESS STEEL MANIFOLDS | 296.99 | 3.5715 | 1 | 0 | 1 | 84818059 | 503203MNA2K 00001 | 503203MNA2K 00001
503203MNAK | MANIFOLDS | STAINLESS STEEL MANIFOLDS | CI 589M/03 1 X EK FLX + KIT | OB | CI STAINLESS STEEL MANIFOLDS | 283.95 | 3.631 | 1 | 0 | 1 | 84818059 | 503203MNAK 00001 | 503203MNAK 00001
503203P80 | MANIFOLDS | STAINLESS STEEL MANIFOLDS | CI 589C/03 1 X EK FLX ACCIAIO | OB | CI STAINLESS STEEL MANIFOLDS | 157.5 | 1.672 | 1 | 0 | 1 | 84818059 | 503203P80 00001 | 503203P80 00001
503204AIV | MANIFOLDS | STAINLESS STEEL MANIFOLDS | KCA 02A COLL.ACC.FLUX+V.SF+P80 | OB | CI STAINLESS STEEL MANIFOLDS | 351.01 | 4.242 | 1 | 0 | 1 | 84818059 | 503204AIV 00001 | 503204AIV 00001
503204ASIV | MANIFOLDS | STAINLESS STEEL MANIFOLDS | KCA 02AS COL.ACC.FLUX+V.SF+P80 | OB | CI STAINLESS STEEL MANIFOLDS | 360.52 | 4.716 | 1 | 0 | 1 | 84818059 | 503204ASIV 00001 | 503204ASIV 00001
503204IV | MANIFOLDS | STAINLESS STEEL MANIFOLDS | CI 589C/04 1 X EK FLX ACCIAIO | OB | CI STAINLESS STEEL MANIFOLDS | 194.03 | 2.084 | 1 | 0 | 1 | 84818059 | 503204IV 00001 | 503204IV 00001
503204MNA1 | MANIFOLDS | STAINLESS STEEL MANIFOLDS | CI 589M/04 1 X 16 FLX ACCIAIO | OB | CI STAINLESS STEEL MANIFOLDS | 210.43 | 2.025 | 1 | 0 | 1 | 84818059 | 503204MNA1 00001 | 503204MNA1 00001
503204MNA1K | MANIFOLDS | STAINLESS STEEL MANIFOLDS | CI 589M/04 1 X 16 FLX ACC.+KIT | OB | CI STAINLESS STEEL MANIFOLDS | 339.71 | 3.916 | 1 | 0 | 1 | 84818059 | 503204MNA1K 00001 | 503204MNA1K 00001
503204MNA1K1 | MANIFOLDS | STAINLESS STEEL MANIFOLDS | CI 589M/04 1 X 16 FLX ACC+KIT1 | OB | CI STAINLESS STEEL MANIFOLDS | 376.96 | 0 | 1 | 0 | 1 | 84818059 | 503204MNA1K1 00001 | 503204MNA1K1 00001
503204MNA2 | MANIFOLDS | STAINLESS STEEL MANIFOLDS | CI 589M/04 1 X 20 FLX ACCIAIO | OB | CI STAINLESS STEEL MANIFOLDS | 210.43 | 1.3105 | 1 | 0 | 1 | 84818059 | 503204MNA2 00001 | 503204MNA2 00001
503204MNA2K | MANIFOLDS | STAINLESS STEEL MANIFOLDS | CI 589M/04 1 X 20 FLX ACC.+KIT | OB | CI STAINLESS STEEL MANIFOLDS | 339.71 | 3.2015 | 1 | 0 | 1 | 84818059 | 503204MNA2K 00001 | 503204MNA2K 00001
503204MNAK | MANIFOLDS | STAINLESS STEEL MANIFOLDS | CI 589M/04 1 X EK FLX + KIT | OB | CI STAINLESS STEEL MANIFOLDS | 317.63 | 3.997 | 1 | 0 | 1 | 84818059 | 503204MNAK 00001 | 503204MNAK 00001
503204P80 | MANIFOLDS | STAINLESS STEEL MANIFOLDS | CI 589C/04 1 X EK FLX ACCIAIO | OB | CI STAINLESS STEEL MANIFOLDS | 194.03 | 2.061 | 1 | 0 | 1 | 84818059 | 503204P80 00001 | 503204P80 00001
503205AIV | MANIFOLDS | STAINLESS STEEL MANIFOLDS | KCA 02A COLL.ACC.FLUX+V.SF+P80 | OB | CI STAINLESS STEEL MANIFOLDS | 387.53 | 4.82 | 1 | 0 | 1 | 84818059 | 503205AIV 00001 | 503205AIV 00001
503205ASIV | MANIFOLDS | STAINLESS STEEL MANIFOLDS | KCA 02AS COL.ACC.FLUX+V.SF+P80 | OB | CI STAINLESS STEEL MANIFOLDS | 397.05 | 0 | 1 | 0 | 1 | 84818059 | 503205ASIV 00001 | 503205ASIV 00001
503205IV | MANIFOLDS | STAINLESS STEEL MANIFOLDS | CI 589C/05 1 X EK FLX ACCIAIO | OB | CI STAINLESS STEEL MANIFOLDS | 230.58 | 2.442 | 1 | 0 | 1 | 84818059 | 503205IV 00001 | 503205IV 00001
503205MNA1 | MANIFOLDS | STAINLESS STEEL MANIFOLDS | CI 589M/05 1 X 16 FLX ACCIAIO | OB | CI STAINLESS STEEL MANIFOLDS | 253.17 | 2.3773 | 1 | 0 | 1 | 84818059 | 503205MNA1 00001 | 503205MNA1 00001
503205MNA1K | MANIFOLDS | STAINLESS STEEL MANIFOLDS | CI 589M/05 1 X 16 FLX ACC.+KIT | OB | CI STAINLESS STEEL MANIFOLDS | 382.44 | 4.2683 | 1 | 0 | 1 | 84818059 | 503205MNA1K 00001 | 503205MNA1K 00001
503205MNA2 | MANIFOLDS | STAINLESS STEEL MANIFOLDS | CI 589M/05 1 X 20 FLX ACCIAIO | OB | CI STAINLESS STEEL MANIFOLDS | 253.17 | 2.378 | 1 | 0 | 1 | 84818059 | 503205MNA2 00001 | 503205MNA2 00001
503205MNA2K | MANIFOLDS | STAINLESS STEEL MANIFOLDS | CI 589M/05 1 X 20 FLX ACC.+KIT | OB | CI STAINLESS STEEL MANIFOLDS | 382.44 | 4.269 | 1 | 0 | 1 | 84818059 | 503205MNA2K 00001 | 503205MNA2K 00001
503205MNAK | MANIFOLDS | STAINLESS STEEL MANIFOLDS | CI 589M/05 1 X EK FLX + KIT | OB | CI STAINLESS STEEL MANIFOLDS | 353.41 | 4.361 | 1 | 0 | 1 | 84818059 | 503205MNAK 00001 | 503205MNAK 00001
503205P80 | MANIFOLDS | STAINLESS STEEL MANIFOLDS | CI 589C/05 1 X EK FLX ACCIAIO | OB | CI STAINLESS STEEL MANIFOLDS | 230.58 | 2.384 | 1 | 0 | 1 | 84818059 | 503205P80 00001 | 503205P80 00001
503206AIV | MANIFOLDS | STAINLESS STEEL MANIFOLDS | KCA 02A COLL.ACC.FLUX+V.SF+P80 | OB | CI STAINLESS STEEL MANIFOLDS | 424.06 | 5.2 | 1 | 0 | 1 | 84818059 | 503206AIV 00001 | 503206AIV 00001
503206ASIV | MANIFOLDS | STAINLESS STEEL MANIFOLDS | KCA 02AS COL.ACC.FLUX+V.SF+P80 | OB | CI STAINLESS STEEL MANIFOLDS | 433.57 | 5.2 | 1 | 0 | 1 | 84818059 | 503206ASIV 00001 | 503206ASIV 00001
503206IV | MANIFOLDS | STAINLESS STEEL MANIFOLDS | CI 589C/06 1 X EK FLX ACCIAIO | OB | CI STAINLESS STEEL MANIFOLDS | 267.06 | 2.802 | 1 | 0 | 1 | 84818059 | 503206IV 00001 | 503206IV 00001
503206MNA1 | MANIFOLDS | STAINLESS STEEL MANIFOLDS | CI 589M/06 1 X 16 FLX ACCIAIO | OB | CI STAINLESS STEEL MANIFOLDS | 295.89 | 2.7117 | 1 | 0 | 1 | 84818059 | 503206MNA1 00001 | 503206MNA1 00001
503206MNA1K | MANIFOLDS | STAINLESS STEEL MANIFOLDS | CI 589M/06 1 X 16 FLX ACC.+KIT | OB | CI STAINLESS STEEL MANIFOLDS | 425.19 | 4.6027 | 1 | 0 | 1 | 84818059 | 503206MNA1K 00001 | 503206MNA1K 00001
503206MNA2 | MANIFOLDS | STAINLESS STEEL MANIFOLDS | CI 589M/06 1 X 20 FLX ACCIAIO | OB | CI STAINLESS STEEL MANIFOLDS | 295.89 | 2.7125 | 1 | 0 | 1 | 84818059 | 503206MNA2 00001 | 503206MNA2 00001
503206MNA2K | MANIFOLDS | STAINLESS STEEL MANIFOLDS | CI 589M/06 1 X 20 FLX ACC.+KIT | OB | CI STAINLESS STEEL MANIFOLDS | 425.19 | 4.6035 | 1 | 0 | 1 | 84818059 | 503206MNA2K 00001 | 503206MNA2K 00001
503206MNAK | MANIFOLDS | STAINLESS STEEL MANIFOLDS | CI 589M/06 1 X EK FLX + KIT | OB | CI STAINLESS STEEL MANIFOLDS | 388.11 | 4.738 | 1 | 0 | 1 | 84818059 | 503206MNAK 00001 | 503206MNAK 00001
503206P80 | MANIFOLDS | STAINLESS STEEL MANIFOLDS | CI 589C/06 1 X EK FLX ACCIAIO | OB | CI STAINLESS STEEL MANIFOLDS | 267.06 | 2.761 | 1 | 0 | 1 | 84818059 | 503206P80 00001 | 503206P80 00001
503207AIV | MANIFOLDS | STAINLESS STEEL MANIFOLDS | KCA 02A COLL.ACC.FLUX+V.SF+P80 | OB | CI STAINLESS STEEL MANIFOLDS | 460.59 | 5.8 | 1 | 0 | 1 | 84818059 | 503207AIV 00001 | 503207AIV 00001
503207ASIV | MANIFOLDS | STAINLESS STEEL MANIFOLDS | KCA 02AS COL.ACC.FLUX+V.SF+P80 | OB | CI STAINLESS STEEL MANIFOLDS | 470.09 | 0 | 1 | 0 | 1 | 84818059 | 503207ASIV 00001 | 503207ASIV 00001
503207IV | MANIFOLDS | STAINLESS STEEL MANIFOLDS | CI 589C/07 1 X EK FLX ACCIAIO | OB | CI STAINLESS STEEL MANIFOLDS | 303.6 | 3.133 | 1 | 0 | 1 | 84818059 | 503207IV 00001 | 503207IV 00001
503207MNA1 | MANIFOLDS | STAINLESS STEEL MANIFOLDS | CI 589M/07 1 X 16 FLX ACCIAIO | OB | CI STAINLESS STEEL MANIFOLDS | 338.64 | 3.0806 | 1 | 0 | 1 | 84818059 | 503207MNA1 00001 | 503207MNA1 00001
503207MNA1K | MANIFOLDS | STAINLESS STEEL MANIFOLDS | CI 589M/07 1 X 16 FLX ACC.+KIT | OB | CI STAINLESS STEEL MANIFOLDS | 467.91 | 4.9716 | 1 | 0 | 1 | 84818059 | 503207MNA1K 00001 | 503207MNA1K 00001
503207MNA2 | MANIFOLDS | STAINLESS STEEL MANIFOLDS | CI 589M/07 1 X 20 FLX ACCIAIO | OB | CI STAINLESS STEEL MANIFOLDS | 338.64 | 3.0815 | 1 | 0 | 1 | 84818059 | 503207MNA2 00001 | 503207MNA2 00001
503207MNA2K | MANIFOLDS | STAINLESS STEEL MANIFOLDS | CI 589M/07 1 X 20 FLX ACC.+KIT | OB | CI STAINLESS STEEL MANIFOLDS | 467.91 | 4.9725 | 1 | 0 | 1 | 84818059 | 503207MNA2K 00001 | 503207MNA2K 00001
503207MNAK | MANIFOLDS | STAINLESS STEEL MANIFOLDS | CI 589M/07 1 X EK FLX + KIT | OB | CI STAINLESS STEEL MANIFOLDS | 422.61 | 5.061 | 1 | 0 | 1 | 84818059 | 503207MNAK 00001 | 503207MNAK 00001
503207P80 | MANIFOLDS | STAINLESS STEEL MANIFOLDS | CI 589C/07 1 X EK FLX ACCIAIO | OB | CI STAINLESS STEEL MANIFOLDS | 303.6 | 3.119 | 1 | 0 | 1 | 84818059 | 503207P80 00001 | 503207P80 00001
503208AIV | MANIFOLDS | STAINLESS STEEL MANIFOLDS | KCA 02A COLL.ACC.FLUX+V.SF+P80 | OB | CI STAINLESS STEEL MANIFOLDS | 497.11 | 6 | 1 | 0 | 1 | 84818059 | 503208AIV 00001 | 503208AIV 00001
503208ASIV | MANIFOLDS | STAINLESS STEEL MANIFOLDS | KCA 02AS COL.ACC.FLUX+V.SF+P80 | OB | CI STAINLESS STEEL MANIFOLDS | 506.64 | 6.2 | 1 | 0 | 1 | 84818059 | 503208ASIV 00001 | 503208ASIV 00001
503208IV | MANIFOLDS | STAINLESS STEEL MANIFOLDS | CI 589C/08 1 X EK FLX ACCIAIO | OB | CI STAINLESS STEEL MANIFOLDS | 340.13 | 3.547 | 1 | 0 | 1 | 84818059 | 503208IV 00001 | 503208IV 00001
503208MNA1 | MANIFOLDS | STAINLESS STEEL MANIFOLDS | CI 589M/08 1 X 16 FLX ACCIAIO | OB | CI STAINLESS STEEL MANIFOLDS | 381.36 | 3.433 | 1 | 0 | 1 | 84818059 | 503208MNA1 00001 | 503208MNA1 00001
503208MNA1K | MANIFOLDS | STAINLESS STEEL MANIFOLDS | CI 589M/08 1 X 16 FLX ACC.+KIT | OB | CI STAINLESS STEEL MANIFOLDS | 510.65 | 5.324 | 1 | 0 | 1 | 84818059 | 503208MNA1K 00001 | 503208MNA1K 00001
503208MNA2 | MANIFOLDS | STAINLESS STEEL MANIFOLDS | CI 589M/08 1 X 20 FLX ACCIAIO | OB | CI STAINLESS STEEL MANIFOLDS | 381.36 | 3.434 | 1 | 0 | 1 | 84818059 | 503208MNA2 00001 | 503208MNA2 00001
503208MNA2K | MANIFOLDS | STAINLESS STEEL MANIFOLDS | CI 589M/08 1 X 20 FLX ACC.+KIT | OB | CI STAINLESS STEEL MANIFOLDS | 510.65 | 5.325 | 1 | 0 | 1 | 84818059 | 503208MNA2K 00001 | 503208MNA2K 00001
503208MNAK | MANIFOLDS | STAINLESS STEEL MANIFOLDS | CI 589M/08 1 X EK FLX + KIT | OB | CI STAINLESS STEEL MANIFOLDS | 458.23 | 5.479 | 1 | 0 | 1 | 84818059 | 503208MNAK 00001 | 503208MNAK 00001
503208P80 | MANIFOLDS | STAINLESS STEEL MANIFOLDS | CI 589C/08 1 X EK FLX ACCIAIO | OB | CI STAINLESS STEEL MANIFOLDS | 340.13 | 3.478 | 1 | 0 | 1 | 84818059 | 503208P80 00001 | 503208P80 00001
503209AIV | MANIFOLDS | STAINLESS STEEL MANIFOLDS | KCA 02A COLL.ACC.FLUX+V.SF+P80 | OB | CI STAINLESS STEEL MANIFOLDS | 533.65 | 5.796 | 1 | 0 | 1 | 84818059 | 503209AIV 00001 | 503209AIV 00001
503209ASIV | MANIFOLDS | STAINLESS STEEL MANIFOLDS | KCA 02AS COL.ACC.FLUX+V.SF+P80 | OB | CI STAINLESS STEEL MANIFOLDS | 543.17 | 0 | 1 | 0 | 1 | 84818059 | 503209ASIV 00001 | 503209ASIV 00001
503209IV | MANIFOLDS | STAINLESS STEEL MANIFOLDS | CI 589C/09 1 X EK FLX ACCIAIO | OB | CI STAINLESS STEEL MANIFOLDS | 376.65 | 3.886 | 1 | 0 | 1 | 84818059 | 503209IV 00001 | 503209IV 00001
503209MNA1 | MANIFOLDS | STAINLESS STEEL MANIFOLDS | CI 589M/09 1 X 16 FLX ACCIAIO | OB | CI STAINLESS STEEL MANIFOLDS | 424.09 | 3.7793 | 1 | 0 | 1 | 84818059 | 503209MNA1 00001 | 503209MNA1 00001
503209MNA1K | MANIFOLDS | STAINLESS STEEL MANIFOLDS | CI 589M/09 1 X 16 FLX ACC.+KIT | OB | CI STAINLESS STEEL MANIFOLDS | 553.38 | 5.6703 | 1 | 0 | 1 | 84818059 | 503209MNA1K 00001 | 503209MNA1K 00001
503209MNA2 | MANIFOLDS | STAINLESS STEEL MANIFOLDS | CI 589M/09 1 X 20 FLX ACCIAIO | OB | CI STAINLESS STEEL MANIFOLDS | 424.09 | 3.7805 | 1 | 0 | 1 | 84818059 | 503209MNA2 00001 | 503209MNA2 00001
503209MNA2K | MANIFOLDS | STAINLESS STEEL MANIFOLDS | CI 589M/09 1 X 20 FLX ACC.+KIT | OB | CI STAINLESS STEEL MANIFOLDS | 553.38 | 5.6715 | 1 | 0 | 1 | 84818059 | 503209MNA2K 00001 | 503209MNA2K 00001
503209MNAK | MANIFOLDS | STAINLESS STEEL MANIFOLDS | CI 589M/09 1 X EK FLX + KIT | OB | CI STAINLESS STEEL MANIFOLDS | 492.71 | 5.83 | 1 | 0 | 1 | 84818059 | 503209MNAK 00001 | 503209MNAK 00001
503209P80 | MANIFOLDS | STAINLESS STEEL MANIFOLDS | CI 589C/09 1 X EK FLX ACCIAIO | OB | CI STAINLESS STEEL MANIFOLDS | 376.65 | 3.845 | 1 | 0 | 1 | 84818059 | 503209P80 00001 | 503209P80 00001
503210AIV | MANIFOLDS | STAINLESS STEEL MANIFOLDS | KCA 02A COLL.ACC.FLUX+V.SF+P80 | OB | CI STAINLESS STEEL MANIFOLDS | 570.19 | 6.8 | 1 | 0 | 1 | 84818059 | 503210AIV 00001 | 503210AIV 00001
503210ASIV | MANIFOLDS | STAINLESS STEEL MANIFOLDS | KCA 02AS COL.ACC.FLUX+V.SF+P80 | OB | CI STAINLESS STEEL MANIFOLDS | 579.69 | 0 | 1 | 0 | 1 | 84818059 | 503210ASIV 00001 | 503210ASIV 00001
503210IV | MANIFOLDS | STAINLESS STEEL MANIFOLDS | CI 589C/10 1 X EK FLX ACCIAIO | OB | CI STAINLESS STEEL MANIFOLDS | 413.18 | 4.252 | 1 | 0 | 1 | 84818059 | 503210IV 00001 | 503210IV 00001
503210MNA1 | MANIFOLDS | STAINLESS STEEL MANIFOLDS | CI 589M/10 1 X 16 FLX ACCIAIO | OB | CI STAINLESS STEEL MANIFOLDS | 466.83 | 4.1192 | 1 | 0 | 1 | 84818059 | 503210MNA1 00001 | 503210MNA1 00001
503210MNA1K | MANIFOLDS | STAINLESS STEEL MANIFOLDS | CI 589M/10 1 X 16 FLX ACC.+KIT | OB | CI STAINLESS STEEL MANIFOLDS | 596.11 | 6.0102 | 1 | 0 | 1 | 84818059 | 503210MNA1K 00001 | 503210MNA1K 00001
503210MNA2 | MANIFOLDS | STAINLESS STEEL MANIFOLDS | CI 589M/10 1 X 20 FLX ACCIAIO | OB | CI STAINLESS STEEL MANIFOLDS | 466.83 | 4.1205 | 1 | 0 | 1 | 84818059 | 503210MNA2 00001 | 503210MNA2 00001
503210MNA2K | MANIFOLDS | STAINLESS STEEL MANIFOLDS | CI 589M/10 1 X 20 FLX ACC.+KIT | OB | CI STAINLESS STEEL MANIFOLDS | 596.11 | 6.0115 | 1 | 0 | 1 | 84818059 | 503210MNA2K 00001 | 503210MNA2K 00001
503210MNAK | MANIFOLDS | STAINLESS STEEL MANIFOLDS | CI 589M/10 1 X EK FLX + KIT | OB | CI STAINLESS STEEL MANIFOLDS | 529.85 | 6.196 | 1 | 0 | 1 | 84818059 | 503210MNAK 00001 | 503210MNAK 00001
503210P80 | MANIFOLDS | STAINLESS STEEL MANIFOLDS | CI 589C/10 1 X EK FLX ACCIAIO | OB | CI STAINLESS STEEL MANIFOLDS | 413.18 | 4.232 | 1 | 0 | 1 | 84818059 | 503210P80 00001 | 503210P80 00001
503211AIV | MANIFOLDS | STAINLESS STEEL MANIFOLDS | KCA 02A COLL.ACC.FLUX+V.SF+P80 | OB | CI STAINLESS STEEL MANIFOLDS | 606.71 | 7.2 | 1 | 0 | 1 | 84818059 | 503211AIV 00001 | 503211AIV 00001
503211ASIV | MANIFOLDS | STAINLESS STEEL MANIFOLDS | KCA 02AS COL.ACC.FLUX+V.SF+P80 | OB | CI STAINLESS STEEL MANIFOLDS | 616.22 | 0 | 1 | 0 | 1 | 84818059 | 503211ASIV 00001 | 503211ASIV 00001
503211IV | MANIFOLDS | STAINLESS STEEL MANIFOLDS | CI 589C/11 1 X EK FLX ACCIAIO | OB | CI STAINLESS STEEL MANIFOLDS | 449.72 | 4.63 | 1 | 0 | 1 | 84818059 | 503211IV 00001 | 503211IV 00001
503211MNA1 | MANIFOLDS | STAINLESS STEEL MANIFOLDS | CI 589M/11 1 X 16 FLX ACCIAIO | OB | CI STAINLESS STEEL MANIFOLDS | 509.56 | 4.4761 | 1 | 0 | 1 | 84818059 | 503211MNA1 00001 | 503211MNA1 00001
503211MNA1K | MANIFOLDS | STAINLESS STEEL MANIFOLDS | CI 589M/11 1 X 16 FLX ACC.+KIT | OB | CI STAINLESS STEEL MANIFOLDS | 638.85 | 6.3671 | 1 | 0 | 1 | 84818059 | 503211MNA1K 00001 | 503211MNA1K 00001
503211MNA2 | MANIFOLDS | STAINLESS STEEL MANIFOLDS | CI 589M/11 1 X 20 FLX ACCIAIO | OB | CI STAINLESS STEEL MANIFOLDS | 509.56 | 4.4775 | 1 | 0 | 1 | 84818059 | 503211MNA2 00001 | 503211MNA2 00001
503211MNA2K | MANIFOLDS | STAINLESS STEEL MANIFOLDS | CI 589M/11 1 X 20 FLX ACC.+KIT | OB | CI STAINLESS STEEL MANIFOLDS | 638.85 | 6.3685 | 1 | 0 | 1 | 84818059 | 503211MNA2K 00001 | 503211MNA2K 00001
503211MNAK | MANIFOLDS | STAINLESS STEEL MANIFOLDS | CI 589M/11 1 X EK FLX + KIT | OB | CI STAINLESS STEEL MANIFOLDS | 562.88 | 6.562 | 1 | 0 | 1 | 84818059 | 503211MNAK 00001 | 503211MNAK 00001
503211P80 | MANIFOLDS | STAINLESS STEEL MANIFOLDS | CI 589C/11 1 X EK FLX ACCIAIO | OB | CI STAINLESS STEEL MANIFOLDS | 449.72 | 4.602 | 1 | 0 | 1 | 84818059 | 503211P80 00001 | 503211P80 00001
503212AIV | MANIFOLDS | STAINLESS STEEL MANIFOLDS | KCA 02A COLL.ACC.FLUX+V.SF+P80 | OB | CI STAINLESS STEEL MANIFOLDS | 645.64 | 7.6 | 1 | 0 | 1 | 84818059 | 503212AIV 00001 | 503212AIV 00001
503212ASIV | MANIFOLDS | STAINLESS STEEL MANIFOLDS | KCA 02AS COL.ACC.FLUX+V.SF+P80 | OB | CI STAINLESS STEEL MANIFOLDS | 655.14 | 0 | 1 | 0 | 1 | 84818059 | 503212ASIV 00001 | 503212ASIV 00001
503212IV | MANIFOLDS | STAINLESS STEEL MANIFOLDS | CI 589C/12 1 X EK FLX ACCIAIO | OB | CI STAINLESS STEEL MANIFOLDS | 488.63 | 5.2 | 1 | 0 | 1 | 84818059 | 503212IV 00001 | 503212IV 00001
503212MNA1 | MANIFOLDS | STAINLESS STEEL MANIFOLDS | CI 589M/12 1 X 16 FLX ACCIAIO | OB | CI STAINLESS STEEL MANIFOLDS | 552.29 | 4.8089 | 1 | 0 | 1 | 84818059 | 503212MNA1 00001 | 503212MNA1 00001
503212MNA1K | MANIFOLDS | STAINLESS STEEL MANIFOLDS | CI 589M/12 1 X 16 FLX ACC.+KIT | OB | CI STAINLESS STEEL MANIFOLDS | 681.57 | 6.6999 | 1 | 0 | 1 | 84818059 | 503212MNA1K 00001 | 503212MNA1K 00001
503212MNA2 | MANIFOLDS | STAINLESS STEEL MANIFOLDS | CI 589M/12 1 X 20 FLX ACCIAIO | OB | CI STAINLESS STEEL MANIFOLDS | 552.29 | 4.8105 | 1 | 0 | 1 | 84818059 | 503212MNA2 00001 | 503212MNA2 00001
503212MNA2K | MANIFOLDS | STAINLESS STEEL MANIFOLDS | CI 589M/12 1 X 20 FLX ACC.+KIT | OB | CI STAINLESS STEEL MANIFOLDS | 681.57 | 6.7015 | 1 | 0 | 1 | 84818059 | 503212MNA2K 00001 | 503212MNA2K 00001
503212MNAK | MANIFOLDS | STAINLESS STEEL MANIFOLDS | CI 589M/12 1 X EK FLX + KIT | OB | CI STAINLESS STEEL MANIFOLDS | 598.54 | 6.947 | 1 | 0 | 1 | 84818059 | 503212MNAK 00001 | 503212MNAK 00001
503212P80 | MANIFOLDS | STAINLESS STEEL MANIFOLDS | CI 589C/12 1 X EK FLX ACCIAIO | OB | CI STAINLESS STEEL MANIFOLDS | 488.63 | 5.103 | 1 | 0 | 1 | 84818059 | 503212P80 00001 | 503212P80 00001
503213AIV | MANIFOLDS | STAINLESS STEEL MANIFOLDS | KCA 02A COLL.ACC.FLUX+V.SF+P80 | OB | CI STAINLESS STEEL MANIFOLDS | 705.96 | 0 | 1 | 0 | 1 | 84818059 | 503213AIV 00001 | 503213AIV 00001
503213ASIV | MANIFOLDS | STAINLESS STEEL MANIFOLDS | KCA 02AS COL.ACC.FLUX+V.SF+P80 | OB | CI STAINLESS STEEL MANIFOLDS | 715.46 | 0 | 1 | 0 | 1 | 84818059 | 503213ASIV 00001 | 503213ASIV 00001
503213IV | MANIFOLDS | STAINLESS STEEL MANIFOLDS | CI 589C/13 1 X EK FLX ACCIAIO | OB | CI STAINLESS STEEL MANIFOLDS | 548.95 | 5.351 | 1 | 0 | 1 | 84818059 | 503213IV 00001 | 503213IV 00001
503213MNA1 | MANIFOLDS | STAINLESS STEEL MANIFOLDS | CI 589M/13 1 X 16 FLX ACCIAIO | OB | CI STAINLESS STEEL MANIFOLDS | 595.04 | 5.1828 | 1 | 0 | 1 | 84818059 | 503213MNA1 00001 | 503213MNA1 00001
503213MNA1K | MANIFOLDS | STAINLESS STEEL MANIFOLDS | CI 589M/13 1 X 16 FLX ACC.+KIT | OB | CI STAINLESS STEEL MANIFOLDS | 724.32 | 7.0738 | 1 | 0 | 1 | 84818059 | 503213MNA1K 00001 | 503213MNA1K 00001
503213MNA2 | MANIFOLDS | STAINLESS STEEL MANIFOLDS | CI 589M/13 1 X 20 FLX ACCIAIO | OB | CI STAINLESS STEEL MANIFOLDS | 595.04 | 5.1845 | 1 | 0 | 1 | 84818059 | 503213MNA2 00001 | 503213MNA2 00001
503213MNA2K | MANIFOLDS | STAINLESS STEEL MANIFOLDS | CI 589M/13 1 X 20 FLX ACC.+KIT | OB | CI STAINLESS STEEL MANIFOLDS | 724.32 | 7.0755 | 1 | 0 | 1 | 84818059 | 503213MNA2K 00001 | 503213MNA2K 00001
503213MNAK | MANIFOLDS | STAINLESS STEEL MANIFOLDS | CI 589M/13 1 X EK FLX + KIT | OB | CI STAINLESS STEEL MANIFOLDS | 664.02 | 7.298 | 1 | 0 | 1 | 84818059 | 503213MNAK 00001 | 503213MNAK 00001
503213P80 | MANIFOLDS | STAINLESS STEEL MANIFOLDS | CI 589C/13 1 X EK FLX ACCIAIO | OB | CI STAINLESS STEEL MANIFOLDS | 548.95 | 5.203 | 1 | 0 | 1 | 84818059 | 503213P80 00001 | 503213P80 00001
503222P80 | MANIFOLDS | STAINLESS STEEL MANIFOLDS | CI 591C/02 1 X EK ACCIAIO +KIT | OB | CI STAINLESS STEEL MANIFOLDS | 128.92 | 1.531 | 1 | 0 | 1 | 84818059 | 503222P80 00001 | 503222P80 00001
503223P80 | MANIFOLDS | STAINLESS STEEL MANIFOLDS | CI 591C/03 1 X EK ACCIAIO +KIT | OB | CI STAINLESS STEEL MANIFOLDS | 156.4 | 2.16 | 1 | 0 | 1 | 84818059 | 503223P80 00001 | 503223P80 00001
503224P80 | MANIFOLDS | STAINLESS STEEL MANIFOLDS | CI 591C/04 1 X EK ACCIAIO +KIT | OB | CI STAINLESS STEEL MANIFOLDS | 183.88 | 2.2 | 1 | 0 | 1 | 84818059 | 503224P80 00001 | 503224P80 00001
503225P80 | MANIFOLDS | STAINLESS STEEL MANIFOLDS | CI 591C/05 1 X EK ACCIAIO +KIT | OB | CI STAINLESS STEEL MANIFOLDS | 211.37 | 2.391 | 1 | 0 | 1 | 84818059 | 503225P80 00001 | 503225P80 00001
503226P80 | MANIFOLDS | STAINLESS STEEL MANIFOLDS | CI 591C/06 1 X EK ACCIAIO +KIT | OB | CI STAINLESS STEEL MANIFOLDS | 238.83 | 2.72 | 1 | 0 | 1 | 84818059 | 503226P80 00001 | 503226P80 00001
503227P80 | MANIFOLDS | STAINLESS STEEL MANIFOLDS | CI 591C/07 1 X EK ACCIAIO +KIT | OB | CI STAINLESS STEEL MANIFOLDS | 266.28 | 3.11 | 1 | 0 | 1 | 84818059 | 503227P80 00001 | 503227P80 00001
503228P80 | MANIFOLDS | STAINLESS STEEL MANIFOLDS | CI 591C/08 1 X EK ACCIAIO +KIT | OB | CI STAINLESS STEEL MANIFOLDS | 293.75 | 3.927 | 1 | 0 | 1 | 84818059 | 503228P80 00001 | 503228P80 00001
503229P80 | MANIFOLDS | STAINLESS STEEL MANIFOLDS | CI 591C/09 1 X EK ACCIAIO +KIT | OB | CI STAINLESS STEEL MANIFOLDS | 321.25 | 4.282 | 1 | 0 | 1 | 84818059 | 503229P80 00001 | 503229P80 00001
503230P80 | MANIFOLDS | STAINLESS STEEL MANIFOLDS | CI 591C/10 1 X EK ACCIAIO +KIT | OB | CI STAINLESS STEEL MANIFOLDS | 348.72 | 4.15 | 1 | 0 | 1 | 84818059 | 503230P80 00001 | 503230P80 00001
503231P80 | MANIFOLDS | STAINLESS STEEL MANIFOLDS | CI 591C/11 1 X EK ACCIAIO +KIT | OB | CI STAINLESS STEEL MANIFOLDS | 376.19 | 4.525 | 1 | 0 | 1 | 84818059 | 503231P80 00001 | 503231P80 00001
503232P80 | MANIFOLDS | STAINLESS STEEL MANIFOLDS | CI 591C/12 1 X EK ACCIAIO +KIT | OB | CI STAINLESS STEEL MANIFOLDS | 403.66 | 4.771 | 1 | 0 | 1 | 84818059 | 503232P80 00001 | 503232P80 00001
503233P80 | MANIFOLDS | STAINLESS STEEL MANIFOLDS | CI 591C/13 1 X EK ACCIAIO | OB | CI STAINLESS STEEL MANIFOLDS | 452.19 | 5.693 | 1 | 0 | 1 | 84818059 | 503233P80 00001 | 503233P80 00001
5032428P80 | MANIFOLDS | STAINLESS STEEL MANIFOLDS | CI 592C/02 1XEK FLX 8L/M AC+K. | OB | CI STAINLESS STEEL MANIFOLDS | 152.02 | 1.549 | 1 | 0 | 1 | 84818059 | 5032428P80 00001 | 5032428P80 00001
503242KC | MANIFOLDS | STAINLESS STEEL MANIFOLDS | CI 592C/02 1 FLUX+ACC P80 | OB | CI STAINLESS STEEL MANIFOLDS | 162.27 | 1.697 | 1 | 0 | 1 | 84818059 | 503242KC 00001 | 503242KC 00001
503242P80 | MANIFOLDS | STAINLESS STEEL MANIFOLDS | CI 592C/02 1 X EK FLX ACC.+KIT | OB | CI STAINLESS STEEL MANIFOLDS | 152.02 | 1.549 | 1 | 0 | 1 | 84818059 | 503242P80 00001 | 503242P80 00001
5032438P80 | MANIFOLDS | STAINLESS STEEL MANIFOLDS | CI 592C/03 1XEK FLX 8L/M AC+K. | OB | CI STAINLESS STEEL MANIFOLDS | 188.55 | 2.168 | 1 | 0 | 1 | 84818059 | 5032438P80 00001 | 5032438P80 00001
503243KC | MANIFOLDS | STAINLESS STEEL MANIFOLDS | CI 592C/03 1 FLUX+ACC P80 | OB | CI STAINLESS STEEL MANIFOLDS | 198.8 | 2.305 | 1 | 0 | 1 | 84818059 | 503243KC 00001 | 503243KC 00001
503243P80 | MANIFOLDS | STAINLESS STEEL MANIFOLDS | CI 592C/03 1 X EK FLX ACC.+KIT | OB | CI STAINLESS STEEL MANIFOLDS | 188.55 | 2.168 | 1 | 0 | 1 | 84818059 | 503243P80 00001 | 503243P80 00001
5032448P80 | MANIFOLDS | STAINLESS STEEL MANIFOLDS | CI 592C/04 1XEK FLX 8L/M AC+K. | OB | CI STAINLESS STEEL MANIFOLDS | 225.06 | 2.6 | 1 | 0 | 1 | 84818059 | 5032448P80 00001 | 5032448P80 00001
503244KC | MANIFOLDS | STAINLESS STEEL MANIFOLDS | CI 592C/04 1 FLUX+ACC P80 | OB | CI STAINLESS STEEL MANIFOLDS | 235.35 | 2.8 | 1 | 0 | 1 | 84818059 | 503244KC 00001 | 503244KC 00001
503244P80 | MANIFOLDS | STAINLESS STEEL MANIFOLDS | CI 592C/04 1 X EK FLX ACC.+KIT | OB | CI STAINLESS STEEL MANIFOLDS | 225.06 | 2.6 | 1 | 0 | 1 | 84818059 | 503244P80 00001 | 503244P80 00001
5032458P80 | MANIFOLDS | STAINLESS STEEL MANIFOLDS | CI 592C/05 1XEK FLX 8L/M AC+K. | OB | CI STAINLESS STEEL MANIFOLDS | 261.61 | 2.889 | 1 | 0 | 1 | 84818059 | 5032458P80 00001 | 5032458P80 00001
503245KC | MANIFOLDS | STAINLESS STEEL MANIFOLDS | CI 592C/05 1 FLUX+ACC P80 | OB | CI STAINLESS STEEL MANIFOLDS | 271.87 | 3.032 | 1 | 0 | 1 | 84818059 | 503245KC 00001 | 503245KC 00001
503245P80 | MANIFOLDS | STAINLESS STEEL MANIFOLDS | CI 592C/05 1 X EK FLX ACC.+KIT | OB | CI STAINLESS STEEL MANIFOLDS | 261.61 | 2.889 | 1 | 0 | 1 | 84818059 | 503245P80 00001 | 503245P80 00001
5032468P80 | MANIFOLDS | STAINLESS STEEL MANIFOLDS | CI 592C/06 1XEK FLX 8L/M AC+K. | OB | CI STAINLESS STEEL MANIFOLDS | 298.13 | 3.266 | 1 | 0 | 1 | 84818059 | 5032468P80 00001 | 5032468P80 00001
503246KC | MANIFOLDS | STAINLESS STEEL MANIFOLDS | CI 592C/06 1 FLUX+ACC P80 | OB | CI STAINLESS STEEL MANIFOLDS | 308.39 | 3.364 | 1 | 0 | 1 | 84818059 | 503246KC 00001 | 503246KC 00001
503246P80 | MANIFOLDS | STAINLESS STEEL MANIFOLDS | CI 592C/06 1 X EK FLX ACC.+KIT | OB | CI STAINLESS STEEL MANIFOLDS | 298.13 | 3.266 | 1 | 0 | 1 | 84818059 | 503246P80 00001 | 503246P80 00001
5032478P80 | MANIFOLDS | STAINLESS STEEL MANIFOLDS | CI 592C/07 1XEK FLX 8L/M AC+K. | OB | CI STAINLESS STEEL MANIFOLDS | 334.65 | 3.602 | 1 | 0 | 1 | 84818059 | 5032478P80 00001 | 5032478P80 00001
503247KC | MANIFOLDS | STAINLESS STEEL MANIFOLDS | CI 592C/07 1 FLUX+ACC P80 | OB | CI STAINLESS STEEL MANIFOLDS | 344.9 | 3.711 | 1 | 0 | 1 | 84818059 | 503247KC 00001 | 503247KC 00001
503247P80 | MANIFOLDS | STAINLESS STEEL MANIFOLDS | CI 592C/07 1 X EK FLX ACC.+KIT | OB | CI STAINLESS STEEL MANIFOLDS | 334.65 | 3.602 | 1 | 0 | 1 | 84818059 | 503247P80 00001 | 503247P80 00001
5032488P80 | MANIFOLDS | STAINLESS STEEL MANIFOLDS | CI 592C/08 1XEK FLX 8L/M AC+K. | OB | CI STAINLESS STEEL MANIFOLDS | 371.18 | 4 | 1 | 0 | 1 | 84818059 | 5032488P80 00001 | 5032488P80 00001
503248KC | MANIFOLDS | STAINLESS STEEL MANIFOLDS | CI 592C/08 1 FLUX+ACC P80 | OB | CI STAINLESS STEEL MANIFOLDS | 381.43 | 4.17 | 1 | 0 | 1 | 84818059 | 503248KC 00001 | 503248KC 00001
503248P80 | MANIFOLDS | STAINLESS STEEL MANIFOLDS | CI 592C/08 1 X EK FLX ACC.+KIT | OB | CI STAINLESS STEEL MANIFOLDS | 371.18 | 4 | 1 | 0 | 1 | 84818059 | 503248P80 00001 | 503248P80 00001
5032498P80 | MANIFOLDS | STAINLESS STEEL MANIFOLDS | CI 592C/09 1XEK FLX 8L/M AC+K. | OB | CI STAINLESS STEEL MANIFOLDS | 407.72 | 4.4 | 1 | 0 | 1 | 84818059 | 5032498P80 00001 | 5032498P80 00001
503249KC | MANIFOLDS | STAINLESS STEEL MANIFOLDS | CI 592C/09 1 FLUX+ACC P80 | OB | CI STAINLESS STEEL MANIFOLDS | 417.98 | 4.431 | 1 | 0 | 1 | 84818059 | 503249KC 00001 | 503249KC 00001
503249P80 | MANIFOLDS | STAINLESS STEEL MANIFOLDS | CI 592C/09 1 X EK FLX ACC.+KIT | OB | CI STAINLESS STEEL MANIFOLDS | 407.72 | 4.4 | 1 | 0 | 1 | 84818059 | 503249P80 00001 | 503249P80 00001
5032508P80 | MANIFOLDS | STAINLESS STEEL MANIFOLDS | CI 592C/10 1XEK FLX 8L/M AC+K. | OB | CI STAINLESS STEEL MANIFOLDS | 444.25 | 4.714 | 1 | 0 | 1 | 84818059 | 5032508P80 00001 | 5032508P80 00001
503250KC | MANIFOLDS | STAINLESS STEEL MANIFOLDS | CI 592C/10 1 FLUX+ACC P80 | OB | CI STAINLESS STEEL MANIFOLDS | 454.5 | 4.76 | 1 | 0 | 1 | 84818059 | 503250KC 00001 | 503250KC 00001
503250P80 | MANIFOLDS | STAINLESS STEEL MANIFOLDS | CI 592C/10 1 X EK FLX ACC.+KIT | OB | CI STAINLESS STEEL MANIFOLDS | 444.25 | 4.714 | 1 | 0 | 1 | 84818059 | 503250P80 00001 | 503250P80 00001
5032518P80 | MANIFOLDS | STAINLESS STEEL MANIFOLDS | CI 592C/11 1XEK FLX 8L/M AC+K. | OB | CI STAINLESS STEEL MANIFOLDS | 480.78 | 5.2 | 1 | 0 | 1 | 84818059 | 5032518P80 00001 | 5032518P80 00001
503251KC | MANIFOLDS | STAINLESS STEEL MANIFOLDS | CI 592C/11 1 FLUX+ACC P80 | OB | CI STAINLESS STEEL MANIFOLDS | 491.03 | 5.124 | 1 | 0 | 1 | 84818059 | 503251KC 00001 | 503251KC 00001
503251P80 | MANIFOLDS | STAINLESS STEEL MANIFOLDS | CI 592C/11 1 X EK FLX ACC.+KIT | OB | CI STAINLESS STEEL MANIFOLDS | 480.78 | 5.2 | 1 | 0 | 1 | 84818059 | 503251P80 00001 | 503251P80 00001
5032528P80 | MANIFOLDS | STAINLESS STEEL MANIFOLDS | CI 592C/12 1XEK FLX 8L/M AC+K. | OB | CI STAINLESS STEEL MANIFOLDS | 519.68 | 5.346 | 1 | 0 | 1 | 84818059 | 5032528P80 00001 | 5032528P80 00001
503252KC | MANIFOLDS | STAINLESS STEEL MANIFOLDS | CI 592C/12 1 FLUX+ACC P80 | OB | CI STAINLESS STEEL MANIFOLDS | 529.96 | 5.471 | 1 | 0 | 1 | 84818059 | 503252KC 00001 | 503252KC 00001
503252P80 | MANIFOLDS | STAINLESS STEEL MANIFOLDS | CI 592C/12 1 X EK FLX ACC.+KIT | OB | CI STAINLESS STEEL MANIFOLDS | 519.68 | 5.346 | 1 | 0 | 1 | 84818059 | 503252P80 00001 | 503252P80 00001
5032538P80 | MANIFOLDS | STAINLESS STEEL MANIFOLDS | CI 592C/13 1XEK FLX 8L/M AC+K. | OB | CI STAINLESS STEEL MANIFOLDS | 580.01 | 5.817 | 1 | 0 | 1 | 84818059 | 5032538P80 00001 | 5032538P80 00001
503253KC | MANIFOLDS | STAINLESS STEEL MANIFOLDS | CI 592C/13 1 FLUX+ACC P80 | OB | CI STAINLESS STEEL MANIFOLDS | 590.27 | 5.854 | 1 | 0 | 1 | 84818059 | 503253KC 00001 | 503253KC 00001
503253P80 | MANIFOLDS | STAINLESS STEEL MANIFOLDS | CI 592C/13 1 X EK FLX ACC.+KIT | OB | CI STAINLESS STEEL MANIFOLDS | 580.01 | 5.817 | 1 | 0 | 1 | 84818059 | 503253P80 00001 | 503253P80 00001
503262P80 | MANIFOLDS | STAINLESS STEEL MANIFOLDS | CI 587C/02 1 XEK SP FLX AC+KIT | OB | CI STAINLESS STEEL MANIFOLDS | 143.98 | 1.802 | 1 | 0 | 1 | 84818059 | 503262P80 00001 | 503262P80 00001
503263P80 | MANIFOLDS | STAINLESS STEEL MANIFOLDS | CI 587C/03 1 XEK SP FLX AC+KIT | OB | CI STAINLESS STEEL MANIFOLDS | 181.59 | 2.173 | 1 | 0 | 1 | 84818059 | 503263P80 00001 | 503263P80 00001
503264P80 | MANIFOLDS | STAINLESS STEEL MANIFOLDS | CI 587C/04 1 XEK SP FLX AC+KIT | OB | CI STAINLESS STEEL MANIFOLDS | 219.2 | 2.6 | 1 | 0 | 1 | 84818059 | 503264P80 00001 | 503264P80 00001
503265P80 | MANIFOLDS | STAINLESS STEEL MANIFOLDS | CI 587C/05 1 XEK SP FLX AC+KIT | OB | CI STAINLESS STEEL MANIFOLDS | 256.8 | 2.893 | 1 | 0 | 1 | 84818059 | 503265P80 00001 | 503265P80 00001
503266P80 | MANIFOLDS | STAINLESS STEEL MANIFOLDS | CI 587C/06 1 XEK SP FLX AC+KIT | OB | CI STAINLESS STEEL MANIFOLDS | 294.41 | 3.259 | 1 | 0 | 1 | 84818059 | 503266P80 00001 | 503266P80 00001
503267P80 | MANIFOLDS | STAINLESS STEEL MANIFOLDS | CI 587C/07 1 XEK SP FLX AC+KIT | OB | CI STAINLESS STEEL MANIFOLDS | 332.03 | 3.63 | 1 | 0 | 1 | 84818059 | 503267P80 00001 | 503267P80 00001
503268P80 | MANIFOLDS | STAINLESS STEEL MANIFOLDS | CI 587C/08 1 XEK SP FLX AC+KIT | OB | CI STAINLESS STEEL MANIFOLDS | 369.62 | 3.969 | 1 | 0 | 1 | 84818059 | 503268P80 00001 | 503268P80 00001
503269P80 | MANIFOLDS | STAINLESS STEEL MANIFOLDS | CI 587C/09 1 XEK SP FLX AC+KIT | OB | CI STAINLESS STEEL MANIFOLDS | 407.23 | 4.33 | 1 | 0 | 1 | 84818059 | 503269P80 00001 | 503269P80 00001
503270P80 | MANIFOLDS | STAINLESS STEEL MANIFOLDS | CI 587C/10 1 XEK SP FLX AC+KIT | OB | CI STAINLESS STEEL MANIFOLDS | 444.84 | 4.69 | 1 | 0 | 1 | 84818059 | 503270P80 00001 | 503270P80 00001
503271P80 | MANIFOLDS | STAINLESS STEEL MANIFOLDS | CI 587C/11 1 XEK SP FLX AC+KIT | OB | CI STAINLESS STEEL MANIFOLDS | 482.43 | 5.054 | 1 | 0 | 1 | 84818059 | 503271P80 00001 | 503271P80 00001
503272P80 | MANIFOLDS | STAINLESS STEEL MANIFOLDS | CI 587C/12 1 XEK SP FLX AC+KIT | OB | CI STAINLESS STEEL MANIFOLDS | 542.75 | 5.438 | 1 | 0 | 1 | 84818059 | 503272P80 00001 | 503272P80 00001
503282P80 | MANIFOLDS | STAINLESS STEEL MANIFOLDS | CI 590C/02 1XEK SP ACCIAIO+KIT | OB | CI STAINLESS STEEL MANIFOLDS | 120.91 | 1.794 | 1 | 0 | 1 | 84818059 | 503282P80 00001 | 503282P80 00001
503283P80 | MANIFOLDS | STAINLESS STEEL MANIFOLDS | CI 590C/03 1XEK SP ACCIAIO+KIT | OB | CI STAINLESS STEEL MANIFOLDS | 149.47 | 2.182 | 1 | 0 | 1 | 84818059 | 503283P80 00001 | 503283P80 00001
503284P80 | MANIFOLDS | STAINLESS STEEL MANIFOLDS | CI 590C/04 1XEK SP ACCIAIO+KIT | OB | CI STAINLESS STEEL MANIFOLDS | 178.01 | 2.6 | 1 | 0 | 1 | 84818059 | 503284P80 00001 | 503284P80 00001
503285P80 | MANIFOLDS | STAINLESS STEEL MANIFOLDS | CI 590C/05 1XEK SP ACCIAIO+KIT | OB | CI STAINLESS STEEL MANIFOLDS | 206.55 | 2.614 | 1 | 0 | 1 | 84818059 | 503285P80 00001 | 503285P80 00001
503286P80 | MANIFOLDS | STAINLESS STEEL MANIFOLDS | CI 590C/06 1XEK SP ACCIAIO+KIT | OB | CI STAINLESS STEEL MANIFOLDS | 235.11 | 3.4 | 1 | 0 | 1 | 84818059 | 503286P80 00001 | 503286P80 00001
503287P80 | MANIFOLDS | STAINLESS STEEL MANIFOLDS | CI 590C/07 1XEK SP ACCIAIO+KIT | OB | CI STAINLESS STEEL MANIFOLDS | 263.66 | 3.646 | 1 | 0 | 1 | 84818059 | 503287P80 00001 | 503287P80 00001
503288P80 | MANIFOLDS | STAINLESS STEEL MANIFOLDS | CI 590C/08 1XEK SP ACCIAIO+KIT | OB | CI STAINLESS STEEL MANIFOLDS | 292.2 | 3.921 | 1 | 0 | 1 | 84818059 | 503288P80 00001 | 503288P80 00001
503289P80 | MANIFOLDS | STAINLESS STEEL MANIFOLDS | CI 590C/09 1XEK SP ACCIAIO+KIT | OB | CI STAINLESS STEEL MANIFOLDS | 320.75 | 4.275 | 1 | 0 | 1 | 84818059 | 503289P80 00001 | 503289P80 00001
503290P80 | MANIFOLDS | STAINLESS STEEL MANIFOLDS | CI 590C/10 1XEK SP ACCIAIO+KIT | OB | CI STAINLESS STEEL MANIFOLDS | 349.31 | 4.615 | 1 | 0 | 1 | 84818059 | 503290P80 00001 | 503290P80 00001
503291P80 | MANIFOLDS | STAINLESS STEEL MANIFOLDS | CI 590C/11 1XEK SP ACCIAIO+KIT | OB | CI STAINLESS STEEL MANIFOLDS | 377.84 | 4.985 | 1 | 0 | 1 | 84818059 | 503291P80 00001 | 503291P80 00001
503292P80 | MANIFOLDS | STAINLESS STEEL MANIFOLDS | CI 590C/12 1XEK SP ACCIAIO+KIT | OB | CI STAINLESS STEEL MANIFOLDS | 426.72 | 5.343 | 1 | 0 | 1 | 84818059 | 503292P80 00001 | 503292P80 00001
503522P80 | MANIFOLDS | STAINLESS STEEL MANIFOLDS | CI 585C/02 1 X EK SP ACCIAIO | OB | CI STAINLESS STEEL MANIFOLDS | 100.51 | 1.887 | 1 | 0 | 1 | 84818059 | 503522P80 00001 | 503522P80 00001
503523P80 | MANIFOLDS | STAINLESS STEEL MANIFOLDS | CI 585C/03 1 X EK SP ACCIAIO | OB | CI STAINLESS STEEL MANIFOLDS | 129.06 | 0 | 1 | 0 | 1 | 84818059 | 503523P80 00001 | 503523P80 00001
503524P80 | MANIFOLDS | STAINLESS STEEL MANIFOLDS | CI 585C/04 1 X EK SP ACCIAIO | OB | CI STAINLESS STEEL MANIFOLDS | 157.61 | 2.2 | 1 | 0 | 1 | 84818059 | 503524P80 00001 | 503524P80 00001
503525P80 | MANIFOLDS | STAINLESS STEEL MANIFOLDS | CI 585C/05 1 X EK SP ACCIAIO | OB | CI STAINLESS STEEL MANIFOLDS | 186.14 | 3 | 1 | 0 | 1 | 84818059 | 503525P80 00001 | 503525P80 00001
503526P80 | MANIFOLDS | STAINLESS STEEL MANIFOLDS | CI 585C/06 1 X EK SP ACCIAIO | OB | CI STAINLESS STEEL MANIFOLDS | 214.71 | 0 | 1 | 0 | 1 | 84818059 | 503526P80 00001 | 503526P80 00001
503527P80 | MANIFOLDS | STAINLESS STEEL MANIFOLDS | CI 585C/07 1 X EK SP ACCIAIO | OB | CI STAINLESS STEEL MANIFOLDS | 243.26 | 0 | 1 | 0 | 1 | 84818059 | 503527P80 00001 | 503527P80 00001
503528P80 | MANIFOLDS | STAINLESS STEEL MANIFOLDS | CI 585C/08 1 X EK SP ACCIAIO | OB | CI STAINLESS STEEL MANIFOLDS | 271.79 | 0 | 1 | 0 | 1 | 84818059 | 503528P80 00001 | 503528P80 00001
503529P80 | MANIFOLDS | STAINLESS STEEL MANIFOLDS | CI 585C/09 1 X EK SP ACCIAIO | OB | CI STAINLESS STEEL MANIFOLDS | 300.35 | 0 | 1 | 0 | 1 | 84818059 | 503529P80 00001 | 503529P80 00001
503530P80 | MANIFOLDS | STAINLESS STEEL MANIFOLDS | CI 585C/10 1 X EK SP ACCIAIO | OB | CI STAINLESS STEEL MANIFOLDS | 328.9 | 0 | 1 | 0 | 1 | 84818059 | 503530P80 00001 | 503530P80 00001
503531P80 | MANIFOLDS | STAINLESS STEEL MANIFOLDS | CI 585C/11 1 X EK SP ACCIAIO | OB | CI STAINLESS STEEL MANIFOLDS | 357.45 | 0 | 1 | 0 | 1 | 84818059 | 503531P80 00001 | 503531P80 00001
503532P80 | MANIFOLDS | STAINLESS STEEL MANIFOLDS | CI 585C/12 1 X EK SP ACCIAIO | OB | CI STAINLESS STEEL MANIFOLDS | 406.33 | 0 | 1 | 0 | 1 | 84818059 | 503532P80 00001 | 503532P80 00001
503542P80 | MANIFOLDS | STAINLESS STEEL MANIFOLDS | CI 586C/02 1XEK SP FLX ACCIAIO | OB | CI STAINLESS STEEL MANIFOLDS | 123.58 | 1.524 | 1 | 0 | 1 | 84818059 | 503542P80 00001 | 503542P80 00001
503543P80 | MANIFOLDS | STAINLESS STEEL MANIFOLDS | CI 586C/03 1XEK SP FLX ACCIAIO | OB | CI STAINLESS STEEL MANIFOLDS | 161.19 | 2.85 | 1 | 0 | 1 | 84818059 | 503543P80 00001 | 503543P80 00001
503544P80 | MANIFOLDS | STAINLESS STEEL MANIFOLDS | CI 586C/04 1XEK SP FLX ACCIAIO | OB | CI STAINLESS STEEL MANIFOLDS | 198.79 | 2.2 | 1 | 0 | 1 | 84818059 | 503544P80 00001 | 503544P80 00001
503545P80 | MANIFOLDS | STAINLESS STEEL MANIFOLDS | CI 586C/05 1XEK SP FLX ACCIAIO | OB | CI STAINLESS STEEL MANIFOLDS | 236.4 | 2.605 | 1 | 0 | 1 | 84818059 | 503545P80 00001 | 503545P80 00001
503546P80 | MANIFOLDS | STAINLESS STEEL MANIFOLDS | CI 586C/06 1XEK SP FLX ACCIAIO | OB | CI STAINLESS STEEL MANIFOLDS | 274.01 | 2.985 | 1 | 0 | 1 | 84818059 | 503546P80 00001 | 503546P80 00001
503547P80 | MANIFOLDS | STAINLESS STEEL MANIFOLDS | CI 586C/07 1XEK SP FLX ACCIAIO | OB | CI STAINLESS STEEL MANIFOLDS | 311.62 | 3.4 | 1 | 0 | 1 | 84818059 | 503547P80 00001 | 503547P80 00001
503548P80 | MANIFOLDS | STAINLESS STEEL MANIFOLDS | CI 586C/08 1XEK SP FLX ACCIAIO | OB | CI STAINLESS STEEL MANIFOLDS | 349.23 | 3.707 | 1 | 0 | 1 | 84818059 | 503548P80 00001 | 503548P80 00001
503549P80 | MANIFOLDS | STAINLESS STEEL MANIFOLDS | CI 586C/09 1XEK SP FLX ACCIAIO | OB | CI STAINLESS STEEL MANIFOLDS | 386.82 | 4.067 | 1 | 0 | 1 | 84818059 | 503549P80 00001 | 503549P80 00001
503550P80 | MANIFOLDS | STAINLESS STEEL MANIFOLDS | CI 586C/10 1XEK SP FLX ACCIAIO | OB | CI STAINLESS STEEL MANIFOLDS | 424.44 | 4.45 | 1 | 0 | 1 | 84818059 | 503550P80 00001 | 503550P80 00001
503551P80 | MANIFOLDS | STAINLESS STEEL MANIFOLDS | CI 586C/11 1XEK SP FLX ACCIAIO | OB | CI STAINLESS STEEL MANIFOLDS | 462.02 | 4.785 | 1 | 0 | 1 | 84818059 | 503551P80 00001 | 503551P80 00001
503552P80 | MANIFOLDS | STAINLESS STEEL MANIFOLDS | CI 586C/12 1XEK SP FLX ACCIAIO | OB | CI STAINLESS STEEL MANIFOLDS | 522.35 | 5.055 | 1 | 0 | 1 | 84818059 | 503552P80 00001 | 503552P80 00001
503572IV | MANIFOLDS | STAINLESS STEEL MANIFOLDS | CI 588C/02 1 X EK ACCIAIO | OB | CI STAINLESS STEEL MANIFOLDS | 97.89 | 1.09 | 1 | 0 | 1 | 84818059 | 503572IV 00001 | 503572IV 00001
503572P80 | MANIFOLDS | STAINLESS STEEL MANIFOLDS | CI 588C/02 1 X EK ACCIAIO | OB | CI STAINLESS STEEL MANIFOLDS | 97.89 | 1.09 | 1 | 0 | 1 | 84818059 | 503572P80 00001 | 503572P80 00001
503573IV | MANIFOLDS | STAINLESS STEEL MANIFOLDS | CI 588C/03 1 X EK ACCIAIO | OB | CI STAINLESS STEEL MANIFOLDS | 125.35 | 1.717 | 1 | 0 | 1 | 84818059 | 503573IV 00001 | 503573IV 00001
503573P80 | MANIFOLDS | STAINLESS STEEL MANIFOLDS | CI 588C/03 1 X EK ACCIAIO | OB | CI STAINLESS STEEL MANIFOLDS | 125.35 | 1.717 | 1 | 0 | 1 | 84818059 | 503573P80 00001 | 503573P80 00001
503574IV | MANIFOLDS | STAINLESS STEEL MANIFOLDS | CI 588C/04 1 X EK ACCIAIO | OB | CI STAINLESS STEEL MANIFOLDS | 152.84 | 2.113 | 1 | 0 | 1 | 84818059 | 503574IV 00001 | 503574IV 00001
503574P80 | MANIFOLDS | STAINLESS STEEL MANIFOLDS | CI 588C/04 1 X EK ACCIAIO | OB | CI STAINLESS STEEL MANIFOLDS | 152.84 | 2.113 | 1 | 0 | 1 | 84818059 | 503574P80 00001 | 503574P80 00001
503575IV | MANIFOLDS | STAINLESS STEEL MANIFOLDS | CI 588C/05 1 X EK ACCIAIO | OB | CI STAINLESS STEEL MANIFOLDS | 180.31 | 2.452 | 1 | 0 | 1 | 84818059 | 503575IV 00001 | 503575IV 00001
503575P80 | MANIFOLDS | STAINLESS STEEL MANIFOLDS | CI 588C/05 1 X EK ACCIAIO | OB | CI STAINLESS STEEL MANIFOLDS | 180.31 | 2.452 | 1 | 0 | 1 | 84818059 | 503575P80 00001 | 503575P80 00001
503576IV | MANIFOLDS | STAINLESS STEEL MANIFOLDS | CI 588C/06 1 X EK ACCIAIO | OB | CI STAINLESS STEEL MANIFOLDS | 207.78 | 2.839 | 1 | 0 | 1 | 84818059 | 503576IV 00001 | 503576IV 00001
503576P80 | MANIFOLDS | STAINLESS STEEL MANIFOLDS | CI 588C/06 1 X EK ACCIAIO | OB | CI STAINLESS STEEL MANIFOLDS | 207.78 | 2.839 | 1 | 0 | 1 | 84818059 | 503576P80 00001 | 503576P80 00001
503577IV | MANIFOLDS | STAINLESS STEEL MANIFOLDS | CI 588C/07 1 X EK ACCIAIO | OB | CI STAINLESS STEEL MANIFOLDS | 235.23 | 3.192 | 1 | 0 | 1 | 84818059 | 503577IV 00001 | 503577IV 00001
503577P80 | MANIFOLDS | STAINLESS STEEL MANIFOLDS | CI 588C/07 1 X EK ACCIAIO | OB | CI STAINLESS STEEL MANIFOLDS | 235.23 | 3.192 | 1 | 0 | 1 | 84818059 | 503577P80 00001 | 503577P80 00001
503578IV | MANIFOLDS | STAINLESS STEEL MANIFOLDS | CI 588C/08 1 X EK ACCIAIO | OB | CI STAINLESS STEEL MANIFOLDS | 262.71 | 3.591 | 1 | 0 | 1 | 84818059 | 503578IV 00001 | 503578IV 00001
503578P80 | MANIFOLDS | STAINLESS STEEL MANIFOLDS | CI 588C/08 1 X EK ACCIAIO | OB | CI STAINLESS STEEL MANIFOLDS | 262.71 | 3.591 | 1 | 0 | 1 | 84818059 | 503578P80 00001 | 503578P80 00001
503579IV | MANIFOLDS | STAINLESS STEEL MANIFOLDS | CI 588C/09 1 X EK ACCIAIO | OB | CI STAINLESS STEEL MANIFOLDS | 290.18 | 3.932 | 1 | 0 | 1 | 84818059 | 503579IV 00001 | 503579IV 00001
503579P80 | MANIFOLDS | STAINLESS STEEL MANIFOLDS | CI 588C/09 1 X EK ACCIAIO | OB | CI STAINLESS STEEL MANIFOLDS | 290.18 | 3.932 | 1 | 0 | 1 | 84818059 | 503579P80 00001 | 503579P80 00001
503580IV | MANIFOLDS | STAINLESS STEEL MANIFOLDS | CI 588C/10 1 X EK ACCIAIO | OB | CI STAINLESS STEEL MANIFOLDS | 317.68 | 4.153 | 1 | 0 | 1 | 84818059 | 503580IV 00001 | 503580IV 00001
503580P80 | MANIFOLDS | STAINLESS STEEL MANIFOLDS | CI 588C/10 1 X EK ACCIAIO | OB | CI STAINLESS STEEL MANIFOLDS | 317.68 | 4.153 | 1 | 0 | 1 | 84818059 | 503580P80 00001 | 503580P80 00001
503581IV | MANIFOLDS | STAINLESS STEEL MANIFOLDS | CI 588C/11 1 X EK ACCIAIO | OB | CI STAINLESS STEEL MANIFOLDS | 345.14 | 4.545 | 1 | 0 | 1 | 84818059 | 503581IV 00001 | 503581IV 00001
503581P80 | MANIFOLDS | STAINLESS STEEL MANIFOLDS | CI 588C/11 1 X EK ACCIAIO | OB | CI STAINLESS STEEL MANIFOLDS | 345.14 | 4.545 | 1 | 0 | 1 | 84818059 | 503581P80 00001 | 503581P80 00001
503582IV | MANIFOLDS | STAINLESS STEEL MANIFOLDS | CI 588C/12 1 X EK ACCIAIO | OB | CI STAINLESS STEEL MANIFOLDS | 372.62 | 4.862 | 1 | 0 | 1 | 84818059 | 503582IV 00001 | 503582IV 00001
503582P80 | MANIFOLDS | STAINLESS STEEL MANIFOLDS | CI 588C/12 1 X EK ACCIAIO | OB | CI STAINLESS STEEL MANIFOLDS | 372.62 | 4.862 | 1 | 0 | 1 | 84818059 | 503582P80 00001 | 503582P80 00001
503583IV | MANIFOLDS | STAINLESS STEEL MANIFOLDS | CI 588C/13 1 X EK ACCIAIO | OB | CI STAINLESS STEEL MANIFOLDS | 421.14 | 0 | 1 | 0 | 1 | 84818059 | 503583IV 00001 | 503583IV 00001
503583P80 | MANIFOLDS | STAINLESS STEEL MANIFOLDS | CI 588C/13 1 X EK ACCIAIO | OB | CI STAINLESS STEEL MANIFOLDS | 421.14 | 0 | 1 | 0 | 1 | 84818059 | 503583P80 00001 | 503583P80 00001
514202IV | MANIFOLDS | STAINLESS STEEL MANIFOLDS | CI 589C/02 1 1/4 X EK FLX ACC | OB | CI STAINLESS STEEL MANIFOLDS | 133.16 | 0 | 1 | 0 | 1 | 84818059 | 514202IV 00001 | 514202IV 00001
514203IV | MANIFOLDS | STAINLESS STEEL MANIFOLDS | CI 589C/03 1 1/4 X EK FLX ACC | OB | CI STAINLESS STEEL MANIFOLDS | 179.01 | 2.35 | 1 | 0 | 1 | 84818059 | 514203IV 00001 | 514203IV 00001
514204IV | MANIFOLDS | STAINLESS STEEL MANIFOLDS | CI 589C/04 1 1/4 X EK FLX ACC | OB | CI STAINLESS STEEL MANIFOLDS | 224.88 | 2.921 | 1 | 0 | 1 | 84818059 | 514204IV 00001 | 514204IV 00001
514205IV | MANIFOLDS | STAINLESS STEEL MANIFOLDS | CI 589C/05 1 1/4 X EK FLX ACC | OB | CI STAINLESS STEEL MANIFOLDS | 270.73 | 3.4 | 1 | 0 | 1 | 84818059 | 514205IV 00001 | 514205IV 00001
514206IV | MANIFOLDS | STAINLESS STEEL MANIFOLDS | CI 589C/06 1 1/4 X EK FLX ACC | OB | CI STAINLESS STEEL MANIFOLDS | 316.58 | 3.8 | 1 | 0 | 1 | 84818059 | 514206IV 00001 | 514206IV 00001
514207IV | MANIFOLDS | STAINLESS STEEL MANIFOLDS | CI 589C/07 1 1/4 X EK FLX ACC | OB | CI STAINLESS STEEL MANIFOLDS | 362.44 | 4.2 | 1 | 0 | 1 | 84818059 | 514207IV 00001 | 514207IV 00001
514208IV | MANIFOLDS | STAINLESS STEEL MANIFOLDS | CI 589C/08 1 1/4 X EK FLX ACC | OB | CI STAINLESS STEEL MANIFOLDS | 408.29 | 4.8 | 1 | 0 | 1 | 84818059 | 514208IV 00001 | 514208IV 00001
514209IV | MANIFOLDS | STAINLESS STEEL MANIFOLDS | CI 589C/09 1 1/4 X EK FLX ACC | OB | CI STAINLESS STEEL MANIFOLDS | 454.15 | 5.2 | 1 | 0 | 1 | 84818059 | 514209IV 00001 | 514209IV 00001
514210IV | MANIFOLDS | STAINLESS STEEL MANIFOLDS | CI 589C/10 1 1/4 X EK FLX ACC | OB | CI STAINLESS STEEL MANIFOLDS | 500.01 | 5.8 | 1 | 0 | 1 | 84818059 | 514210IV 00001 | 514210IV 00001
514211IV | MANIFOLDS | STAINLESS STEEL MANIFOLDS | CI 589C/11 1 1/4 X EK FLX ACC | OB | CI STAINLESS STEEL MANIFOLDS | 545.86 | 6.2 | 1 | 0 | 1 | 84818059 | 514211IV 00001 | 514211IV 00001
514212IV | MANIFOLDS | STAINLESS STEEL MANIFOLDS | CI 589C/12 1 1/4 X EK FLX ACC | OB | CI STAINLESS STEEL MANIFOLDS | 591.71 | 6.4 | 1 | 0 | 1 | 84818059 | 514212IV 00001 | 514212IV 00001
514213IV | MANIFOLDS | STAINLESS STEEL MANIFOLDS | CI 589C/13 1 1/4 X EK FLX ACC | OB | CI STAINLESS STEEL MANIFOLDS | 637.57 | 7 | 1 | 0 | 1 | 84818059 | 514213IV 00001 | 514213IV 00001
514242KC | MANIFOLDS | STAINLESS STEEL MANIFOLDS | CI 592C/02 1 1/4 FLUX+ACC | OB | CI STAINLESS STEEL MANIFOLDS | 169.5 | 2.447 | 1 | 0 | 1 | 84818059 | 514242KC 00001 | 514242KC 00001
514243KC | MANIFOLDS | STAINLESS STEEL MANIFOLDS | CI 592C/03 1 1/4 FLUX+ACC | OB | CI STAINLESS STEEL MANIFOLDS | 215.1 | 2.853 | 1 | 0 | 1 | 84818059 | 514243KC 00001 | 514243KC 00001
514244KC | MANIFOLDS | STAINLESS STEEL MANIFOLDS | CI 592C/04 1 1/4 FLUX+ACC | OB | CI STAINLESS STEEL MANIFOLDS | 260.71 | 3.275 | 1 | 0 | 1 | 84818059 | 514244KC 00001 | 514244KC 00001
514245KC | MANIFOLDS | STAINLESS STEEL MANIFOLDS | CI 592C/05 1 1/4 FLUX+ACC | OB | CI STAINLESS STEEL MANIFOLDS | 306.32 | 3.688 | 1 | 0 | 1 | 84818059 | 514245KC 00001 | 514245KC 00001
514246KC | MANIFOLDS | STAINLESS STEEL MANIFOLDS | CI 592C/06 1 1/4 FLUX+ACC | OB | CI STAINLESS STEEL MANIFOLDS | 351.92 | 4.196 | 1 | 0 | 1 | 84818059 | 514246KC 00001 | 514246KC 00001
514247KC | MANIFOLDS | STAINLESS STEEL MANIFOLDS | CI 592C/07 1 1/4 FLUX+ACC | OB | CI STAINLESS STEEL MANIFOLDS | 397.51 | 4.519 | 1 | 0 | 1 | 84818059 | 514247KC 00001 | 514247KC 00001
514248KC | MANIFOLDS | STAINLESS STEEL MANIFOLDS | CI 592C/08 1 1/4 FLUX+ACC | OB | CI STAINLESS STEEL MANIFOLDS | 443.12 | 4.91 | 1 | 0 | 1 | 84818059 | 514248KC 00001 | 514248KC 00001
514249KC | MANIFOLDS | STAINLESS STEEL MANIFOLDS | CI 592C/09 1 1/4 FLUX+ACC | OB | CI STAINLESS STEEL MANIFOLDS | 488.73 | 5.323 | 1 | 0 | 1 | 84818059 | 514249KC 00001 | 514249KC 00001
514250KC | MANIFOLDS | STAINLESS STEEL MANIFOLDS | CI 592C/10 1 1/4 FLUX+ACC | OB | CI STAINLESS STEEL MANIFOLDS | 534.33 | 5.729 | 1 | 0 | 1 | 84818059 | 514250KC 00001 | 514250KC 00001
514251KC | MANIFOLDS | STAINLESS STEEL MANIFOLDS | CI 592C/11 1 1/4 FLUX+ACC | OB | CI STAINLESS STEEL MANIFOLDS | 579.94 | 6.133 | 1 | 0 | 1 | 84818059 | 514251KC 00001 | 514251KC 00001
514252KC | MANIFOLDS | STAINLESS STEEL MANIFOLDS | CI 592C/12 1 1/4 FLUX+ACC | OB | CI STAINLESS STEEL MANIFOLDS | 625.53 | 6.503 | 1 | 0 | 1 | 84818059 | 514252KC 00001 | 514252KC 00001
220080 | MANIFOLDS | PLASTIC MANIFOLDS | AC 673 NR.2 STAFFA DOP.COL.PL. | NV | PLASTIC MANIFOLDS | 31.81 | 0.261 | 1 | 0 | 1 | 39269097 | 220080 00001 | 220080 00001
400700 | MANIFOLDS | PLASTIC MANIFOLDS | FLANGIA IN OTTONE 1 F CP001 | NV | PLASTIC MANIFOLDS | 35.7 | 0.167 | 1 | 0 | 1 | 84818099 | 400700 00001 | 400700 00001
400701 | MANIFOLDS | PLASTIC MANIFOLDS | FLANGIA IN OTTONE 1F FORI PASS | NV | PLASTIC MANIFOLDS | 35.7 | 0.157 | 1 | 0 | 1 | 84818099 | 400701 00001 | 400701 00001
400702 | MANIFOLDS | PLASTIC MANIFOLDS | CP 001/02 KIT COL.PLAST.FLUX.1 | NV | PLASTIC MANIFOLDS | 257.2 | 2.4 | 1 | 0 | 1 | 84818059 | 400702 00001 | 400702 00001
400703 | MANIFOLDS | PLASTIC MANIFOLDS | CP 001/03 KIT COL.PLAST.FLUX.1 | NV | PLASTIC MANIFOLDS | 320.74 | 3.982 | 1 | 0 | 1 | 84818059 | 400703 00001 | 400703 00001
400704 | MANIFOLDS | PLASTIC MANIFOLDS | CP 001/04 KIT COL.PLAST.FLUX.1 | NV | PLASTIC MANIFOLDS | 390.34 | 3.6 | 1 | 0 | 1 | 84818059 | 400704 00001 | 400704 00001
400705 | MANIFOLDS | PLASTIC MANIFOLDS | CP 001/05 KIT COL.PLAST.FLUX.1 | NV | PLASTIC MANIFOLDS | 456.9 | 3.892 | 1 | 0 | 1 | 84818059 | 400705 00001 | 400705 00001
400706 | MANIFOLDS | PLASTIC MANIFOLDS | CP 001/06 KIT COL.PLAST.FLUX.1 | NV | PLASTIC MANIFOLDS | 520.44 | 4.2 | 1 | 0 | 1 | 84818059 | 400706 00001 | 400706 00001
400707 | MANIFOLDS | PLASTIC MANIFOLDS | CP 001/07 KIT COL.PLAST.FLUX.1 | NV | PLASTIC MANIFOLDS | 590.05 | 5.03 | 1 | 0 | 1 | 84818059 | 400707 00001 | 400707 00001
400708 | MANIFOLDS | PLASTIC MANIFOLDS | CP 001/08 KIT COL.PLAST.FLUX.1 | NV | PLASTIC MANIFOLDS | 659.63 | 5.2 | 1 | 0 | 1 | 84818059 | 400708 00001 | 400708 00001
400709 | MANIFOLDS | PLASTIC MANIFOLDS | CP 001/09 KIT COL.PLAST.FLUX.1 | NV | PLASTIC MANIFOLDS | 726.21 | 5.6 | 1 | 0 | 1 | 84818059 | 400709 00001 | 400709 00001
400710 | MANIFOLDS | PLASTIC MANIFOLDS | CP 001/10 KIT COL.PLAST.FLUX.1 | NV | PLASTIC MANIFOLDS | 798.82 | 6.4 | 1 | 0 | 1 | 84818059 | 400710 00001 | 400710 00001
400711 | MANIFOLDS | PLASTIC MANIFOLDS | CP 001/11 KIT COL.PLAST.FLUX.1 | NV | PLASTIC MANIFOLDS | 865.39 | 7.045 | 1 | 0 | 1 | 84818059 | 400711 00001 | 400711 00001
400712 | MANIFOLDS | PLASTIC MANIFOLDS | CP 001/12 KIT COL.PLAST.FLUX.1 | NV | PLASTIC MANIFOLDS | 938.01 | 7.4 | 1 | 0 | 1 | 84818059 | 400712 00001 | 400712 00001
400713 | MANIFOLDS | PLASTIC MANIFOLDS | CP 001/13 KIT COL.PLAST.FLUX.1 | NV | PLASTIC MANIFOLDS | 1010.63 | 7.4 | 1 | 0 | 1 | 84818059 | 400713 00001 | 400713 00001
400714 | MANIFOLDS | PLASTIC MANIFOLDS | CP 001/14 KIT COL.PLAST.FLUX.1 | NV | PLASTIC MANIFOLDS | 1077.2 | 8 | 1 | 0 | 1 | 84818059 | 400714 00001 | 400714 00001
400715 | MANIFOLDS | PLASTIC MANIFOLDS | CP 001/15 KIT COL.PLAST.FLUX.1 | NV | PLASTIC MANIFOLDS | 1149.82 | 8.4 | 1 | 0 | 1 | 84818059 | 400715 00001 | 400715 00001
400716 | MANIFOLDS | PLASTIC MANIFOLDS | CP 001/16 KIT COL.PLAST.FLUX.1 | NV | PLASTIC MANIFOLDS | 1227.95 | 8.6 | 1 | 0 | 1 | 84818059 | 400716 00001 | 400716 00001
400742 | MANIFOLDS | PLASTIC MANIFOLDS | CP 002/02 KIT COL.PL.DC.FLUX.1 | NV | PLASTIC MANIFOLDS | 259.9 | 2.386 | 1 | 0 | 1 | 84818059 | 400742 00001 | 400742 00001
400743 | MANIFOLDS | PLASTIC MANIFOLDS | CP 002/03 KIT COL.PL.DC.FLUX.1 | NV | PLASTIC MANIFOLDS | 316.4 | 2.794 | 1 | 0 | 1 | 84818059 | 400743 00001 | 400743 00001
400744 | MANIFOLDS | PLASTIC MANIFOLDS | CP 002/04 KIT COL.PL.DC.FLUX.1 | NV | PLASTIC MANIFOLDS | 375.16 | 3.218 | 1 | 0 | 1 | 84818059 | 400744 00001 | 400744 00001
400745 | MANIFOLDS | PLASTIC MANIFOLDS | CP 002/05 KIT COL.PL.DC.FLUX.1 | NV | PLASTIC MANIFOLDS | 432.79 | 3.642 | 1 | 0 | 1 | 84818059 | 400745 00001 | 400745 00001
400746 | MANIFOLDS | PLASTIC MANIFOLDS | CP 002/06 KIT COL.PL.DC.FLUX.1 | NV | PLASTIC MANIFOLDS | 491.55 | 4.078 | 1 | 0 | 1 | 84818059 | 400746 00001 | 400746 00001
400747 | MANIFOLDS | PLASTIC MANIFOLDS | CP 002/07 KIT COL.PL.DC.FLUX.1 | NV | PLASTIC MANIFOLDS | 549.18 | 4.53 | 1 | 0 | 1 | 84818059 | 400747 00001 | 400747 00001
400748 | MANIFOLDS | PLASTIC MANIFOLDS | CP 002/08 KIT COL.PL.DC.FLUX.1 | NV | PLASTIC MANIFOLDS | 612.46 | 4.958 | 1 | 0 | 1 | 84818059 | 400748 00001 | 400748 00001
400749 | MANIFOLDS | PLASTIC MANIFOLDS | CP 002/09 KIT COL.PL.DC.FLUX.1 | NV | PLASTIC MANIFOLDS | 668.96 | 5.47 | 1 | 0 | 1 | 84818059 | 400749 00001 | 400749 00001
400750 | MANIFOLDS | PLASTIC MANIFOLDS | CP 002/10 KIT COL.PL.DC.FLUX.1 | NV | PLASTIC MANIFOLDS | 728.85 | 4.892 | 1 | 0 | 1 | 84818059 | 400750 00001 | 400750 00001
400751 | MANIFOLDS | PLASTIC MANIFOLDS | CP 002/11 KIT COL.PL.DC.FLUX.1 | NV | PLASTIC MANIFOLDS | 785.35 | 6.31 | 1 | 0 | 1 | 84818059 | 400751 00001 | 400751 00001
400752 | MANIFOLDS | PLASTIC MANIFOLDS | CP 002/12 KIT COL.PL.DC.FLUX.1 | NV | PLASTIC MANIFOLDS | 847.5 | 6.74 | 1 | 0 | 1 | 84818059 | 400752 00001 | 400752 00001
400753 | MANIFOLDS | PLASTIC MANIFOLDS | CP 002/13 KIT COL.PL.DC.FLUX.1 | NV | PLASTIC MANIFOLDS | 909.65 | 7.242 | 1 | 0 | 1 | 84818059 | 400753 00001 | 400753 00001
400754 | MANIFOLDS | PLASTIC MANIFOLDS | CP 002/14 KIT COL.PL.DC.FLUX.1 | NV | PLASTIC MANIFOLDS | 971.8 | 8.65 | 1 | 0 | 1 | 84818059 | 400754 00001 | 400754 00001
410702 | MANIFOLDS | PLASTIC MANIFOLDS | CP 001/02KIT COL.PL.FLUX.1 1/4 | NV | PLASTIC MANIFOLDS | 263.29 | 2.8 | 1 | 0 | 1 | 84818059 | 410702 00001 | 410702 00001
410703 | MANIFOLDS | PLASTIC MANIFOLDS | CP 001/03KIT COL.PL.FLUX.1 1/4 | NV | PLASTIC MANIFOLDS | 327.7 | 3.2 | 1 | 0 | 1 | 84818059 | 410703 00001 | 410703 00001
410704 | MANIFOLDS | PLASTIC MANIFOLDS | CP 001/04KIT COL.PL.FLUX.1 1/4 | NV | PLASTIC MANIFOLDS | 396.63 | 3.8 | 1 | 0 | 1 | 84818059 | 410704 00001 | 410704 00001
410705 | MANIFOLDS | PLASTIC MANIFOLDS | CP 001/05KIT COL.PL.FLUX.1 1/4 | NV | PLASTIC MANIFOLDS | 463.3 | 3.878 | 1 | 0 | 1 | 84818059 | 410705 00001 | 410705 00001
410706 | MANIFOLDS | PLASTIC MANIFOLDS | CP 001/06KIT COL.PL.FLUX.1 1/4 | NV | PLASTIC MANIFOLDS | 529.97 | 4.29 | 1 | 0 | 1 | 84818059 | 410706 00001 | 410706 00001
410707 | MANIFOLDS | PLASTIC MANIFOLDS | CP 001/07KIT COL.PL.FLUX.1 1/4 | NV | PLASTIC MANIFOLDS | 598.9 | 4.702 | 1 | 0 | 1 | 84818059 | 410707 00001 | 410707 00001
410708 | MANIFOLDS | PLASTIC MANIFOLDS | CP 001/08KIT COL.PL.FLUX.1 1/4 | NV | PLASTIC MANIFOLDS | 668.96 | 5.116 | 1 | 0 | 1 | 84818059 | 410708 00001 | 410708 00001
410709 | MANIFOLDS | PLASTIC MANIFOLDS | CP 001/09KIT COL.PL.FLUX.1 1/4 | NV | PLASTIC MANIFOLDS | 739.02 | 5.542 | 1 | 0 | 1 | 84818059 | 410709 00001 | 410709 00001
410710 | MANIFOLDS | PLASTIC MANIFOLDS | CP 001/10KIT COL.PL.FLUX.1 1/4 | NV | PLASTIC MANIFOLDS | 811.34 | 6.4 | 1 | 0 | 1 | 84818059 | 410710 00001 | 410710 00001
410711 | MANIFOLDS | PLASTIC MANIFOLDS | CP 001/11KIT COL.PL.FLUX.1 1/4 | NV | PLASTIC MANIFOLDS | 878.01 | 6.3 | 1 | 0 | 1 | 84818059 | 410711 00001 | 410711 00001
410712 | MANIFOLDS | PLASTIC MANIFOLDS | CP 001/12KIT COL.PL.FLUX.1 1/4 | NV | PLASTIC MANIFOLDS | 950.33 | 5.565 | 1 | 0 | 1 | 84818059 | 410712 00001 | 410712 00001
410713 | MANIFOLDS | PLASTIC MANIFOLDS | CP 001/13KIT COL.PL.FLUX.1 1/4 | NV | PLASTIC MANIFOLDS | 1023.78 | 8 | 1 | 0 | 1 | 84818059 | 410713 00001 | 410713 00001
410714 | MANIFOLDS | PLASTIC MANIFOLDS | CP 001/14KIT COL.PL.FLUX.1 1/4 | NV | PLASTIC MANIFOLDS | 1092.71 | 8.2 | 1 | 0 | 1 | 84818059 | 410714 00001 | 410714 00001
410715 | MANIFOLDS | PLASTIC MANIFOLDS | CP 001/15KIT COL.PL.FLUX.1 1/4 | NV | PLASTIC MANIFOLDS | 1162.77 | 8.8 | 1 | 0 | 1 | 84818059 | 410715 00001 | 410715 00001
410716 | MANIFOLDS | PLASTIC MANIFOLDS | CP 001/16KIT COL.PL.FLUX.1 1/4 | NV | PLASTIC MANIFOLDS | 1356 | 9 | 1 | 0 | 1 | 84818059 | 410716 00001 | 410716 00001
EUK00007007R | MANIFOLDS | PLASTIC MANIFOLDS | COLLETTORE DI RITORNO 410707 | NV | PLASTIC MANIFOLDS | 327.37 | 2.6 | 1 | 0 | 1 | 0 | EUK00007007R 00001 | EUK00007007R 00001
EUK00200143 | MANIFOLDS | PLASTIC MANIFOLDS | BLOCCHETTO RICAMBIO COLLETTORE | NV | PLASTIC MANIFOLDS | 34.18 | 0.16 | 1 | 0 | 1 | 0 | EUK00200143 00001 | EUK00200143 00001
SAM-001 | MANIFOLDS | CABINETS | AC 851 SET ACCESSORI MONTAGGIO | NW | PLASTIC BOXES FOR MANIFOLDS | 14.77 | 0.052 | 1 | 0 | 1 | 39259080 | SAM-001 00001 | SAM-001 00001
SAM-010 | MANIFOLDS | CABINETS | AC 853 SET ACC.MONT. COL.SEMP. | NW | PLASTIC BOXES FOR MANIFOLDS | 8.09 | 0.058 | 1 | 50 | 50 | 39259080 | SAM-010 00001 | SAM-010 00050
SAM-011 | MANIFOLDS | CABINETS | AC 853 SET ACC.MONT. COL. COM | NW | PLASTIC BOXES FOR MANIFOLDS | 6.23 | 0.208 | 1 | 50 | 50 | 39259080 | SAM-011 00001 | SAM-011 00050
SAM-032 | MANIFOLDS | CABINETS | AC 850 CASSETTA KOL-BOX H32 | NW | PLASTIC BOXES FOR MANIFOLDS | 33.01 | 1.032 | 1 | 20 | 20 | 39269097 | SAM-032 00001 | SAM-032 00020
SAM-040 | MANIFOLDS | CABINETS | AC 850 CASSETTA KOL-BOX H40 | NW | PLASTIC BOXES FOR MANIFOLDS | 36.49 | 1.206 | 1 | 20 | 20 | 39269097 | SAM-040 00001 | SAM-040 00020
SAM-050 | MANIFOLDS | CABINETS | AC 850 CASSETTA KOL-BOX H50 | NW | PLASTIC BOXES FOR MANIFOLDS | 40.53 | 1.459 | 1 | 10 | 10 | 39269097 | SAM-050 00001 | SAM-050 00010
SAM-060 | MANIFOLDS | CABINETS | AC 850 CASSETTA KOL-BOX H60 | NW | PLASTIC BOXES FOR MANIFOLDS | 46.32 | 1.688 | 1 | 10 | 10 | 39269097 | SAM-060 00001 | SAM-060 00010
SAM-135 | MANIFOLDS | CABINETS | AC 852 CASSETTA PLASTICA 35X35 | NW | PLASTIC BOXES FOR MANIFOLDS | 42.92 | 1.357 | 1 | 0 | 1 | 39269097 | SAM-135 00001 | SAM-135 00001
SAM-150 | MANIFOLDS | CABINETS | AC 852 CASSETTA PLASTICA 50X35 | NW | PLASTIC BOXES FOR MANIFOLDS | 54.34 | 2.124 | 1 | 0 | 1 | 39269097 | SAM-150 00001 | SAM-150 00001
SAM-165 | MANIFOLDS | CABINETS | AC 852 CASSETTA PLASTICA 65X35 | NW | PLASTIC BOXES FOR MANIFOLDS | 71.83 | 2.28 | 1 | 0 | 1 | 39269097 | SAM-165 00001 | SAM-165 00001
SAM-180 | MANIFOLDS | CABINETS | AC 852 CASSETTA PLASTICA 80X40 | NW | PLASTIC BOXES FOR MANIFOLDS | 97.87 | 3.2 | 1 | 0 | 1 | 39269097 | SAM-180 00001 | SAM-180 00001
200085 | MANIFOLDS | CABINETS | AC 830S CAS. 770X550 X EQM | NZ | METAL BOXES FOR MANIFOLDS | 276.93 | 11.6 | 1 | 0 | 1 | 0 | 200085 00001 | 200085 00001
200086 | MANIFOLDS | CABINETS | AC 840 CAS. 600X500 | NZ | METAL BOXES FOR MANIFOLDS | 231.99 | 7.6 | 1 | 0 | 1 | 73269098 | 200086 00001 | 200086 00001
200089 | MANIFOLDS | CABINETS | AC 830 CAS. 860X500 | NZ | METAL BOXES FOR MANIFOLDS | 309.94 | 7.2 | 1 | 0 | 1 | 73269098 | 200089 00001 | 200089 00001
200090 | MANIFOLDS | CABINETS | AC 830 CAS. 860X700 | NZ | METAL BOXES FOR MANIFOLDS | 342.76 | 15.2 | 1 | 0 | 1 | 73269098 | 200090 00001 | 200090 00001
200091 | MANIFOLDS | CABINETS | AC 830S CAS.1000X550 X EQM | NZ | METAL BOXES FOR MANIFOLDS | 439.47 | 15 | 1 | 0 | 1 | 0 | 200091 00001 | 200091 00001
200095 | MANIFOLDS | CABINETS | AC 830S CAS.1900X700 X EQM | NZ | METAL BOXES FOR MANIFOLDS | 1078.95 | 35.6 | 1 | 0 | 1 | 0 | 200095 00001 | 200095 00001
200130 | MANIFOLDS | CABINETS | AC 840E CAS. 500X80X530 MM | NZ | METAL BOXES FOR MANIFOLDS | 197.7 | 7.29 | 1 | 0 | 1 | 73269098 | 200130 00001 | 200130 00001
200131 | MANIFOLDS | CABINETS | AC 840E CAS. 700X80X530 MM | NZ | METAL BOXES FOR MANIFOLDS | 229.76 | 9.4 | 1 | 0 | 1 | 73269098 | 200131 00001 | 200131 00001
200132 | MANIFOLDS | CABINETS | AC 840E CAS. 850X80X530 MM | NZ | METAL BOXES FOR MANIFOLDS | 249.36 | 11.18 | 1 | 0 | 1 | 73269098 | 200132 00001 | 200132 00001
200133 | MANIFOLDS | CABINETS | AC 840E CAS. 1000X80X530 MM | NZ | METAL BOXES FOR MANIFOLDS | 291.96 | 12.5 | 1 | 0 | 1 | 73269098 | 200133 00001 | 200133 00001
200186 | MANIFOLDS | CABINETS | AC 840 CAS. 600X700 | NZ | METAL BOXES FOR MANIFOLDS | 275.12 | 7.8 | 1 | 0 | 1 | 73269098 | 200186 00001 | 200186 00001
200190 | MANIFOLDS | CABINETS | AC 830 CAS. 860X900 | NZ | METAL BOXES FOR MANIFOLDS | 452.88 | 19.2 | 1 | 0 | 1 | 73269098 | 200190 00001 | 200190 00001
200199 | MANIFOLDS | CABINETS | CAS.MET BASE | NZ | METAL BOXES FOR MANIFOLDS | 238.24 | 5.02 | 1 | 0 | 1 | 73269098 | 200199 00001 | 200199 00001
200286 | MANIFOLDS | CABINETS | AC 840 CAS. 600X900 | NZ | METAL BOXES FOR MANIFOLDS | 361.98 | 12.8 | 1 | 0 | 1 | 73269098 | 200286 00001 | 200286 00001
200290 | MANIFOLDS | CABINETS | AC 830 CAS. 860X1100 | NZ | METAL BOXES FOR MANIFOLDS | 561.33 | 23.4 | 1 | 0 | 1 | 73269098 | 200290 00001 | 200290 00001
200299 | MANIFOLDS | CABINETS | CAS.MET LUX | NZ | METAL BOXES FOR MANIFOLDS | 389.96 | 9 | 1 | 0 | 1 | 73269098 | 200299 00001 | 200299 00001
200386 | MANIFOLDS | CABINETS | AC 840 CAS. 600X1100 | NZ | METAL BOXES FOR MANIFOLDS | 404.92 | 16.6 | 1 | 0 | 1 | 73269098 | 200386 00001 | 200386 00001
200390 | MANIFOLDS | CABINETS | AC 830 CAS. 860X1300 | NZ | METAL BOXES FOR MANIFOLDS | 669.38 | 26.6 | 1 | 0 | 1 | 73269098 | 200390 00001 | 200390 00001
200486 | MANIFOLDS | CABINETS | AC 840 CAS. 600X1300 | NZ | METAL BOXES FOR MANIFOLDS | 547.49 | 20.2 | 1 | 0 | 1 | 73269098 | 200486 00001 | 200486 00001
200490 | MANIFOLDS | CABINETS | AC 830 CAS. 860X1500 | NZ | METAL BOXES FOR MANIFOLDS | 817.65 | 32.6 | 1 | 0 | 1 | 73269098 | 200490 00001 | 200490 00001
200586 | MANIFOLDS | CABINETS | AC 840 CAS. 600X1500 | NZ | METAL BOXES FOR MANIFOLDS | 615.12 | 24.2 | 1 | 0 | 1 | 73269098 | 200586 00001 | 200586 00001
200590 | MANIFOLDS | CABINETS | AC 830 CAS. 860X600 | NZ | METAL BOXES FOR MANIFOLDS | 335.14 | 14.4 | 1 | 0 | 1 | 73269098 | 200590 00001 | 200590 00001
200686 | MANIFOLDS | CABINETS | AC 840 CAS. 600X600 | NZ | METAL BOXES FOR MANIFOLDS | 240.63 | 8.6 | 1 | 0 | 1 | 73269098 | 200686 00001 | 200686 00001
200690 | MANIFOLDS | CABINETS | AC 830 CAS. 860X800 | NZ | METAL BOXES FOR MANIFOLDS | 387.93 | 17.9 | 1 | 0 | 1 | 73269098 | 200690 00001 | 200690 00001
200786 | MANIFOLDS | CABINETS | AC 840 CAS. 600X800 | NZ | METAL BOXES FOR MANIFOLDS | 305.92 | 11 | 1 | 0 | 1 | 73269098 | 200786 00001 | 200786 00001
200790 | MANIFOLDS | CABINETS | AC 830 CAS. 860X1000 | NZ | METAL BOXES FOR MANIFOLDS | 483.93 | 20.8 | 1 | 0 | 1 | 73269098 | 200790 00001 | 200790 00001
200886 | MANIFOLDS | CABINETS | AC 840 CAS. 600X1000 | NZ | METAL BOXES FOR MANIFOLDS | 374.99 | 15.2 | 1 | 0 | 1 | 73269098 | 200886 00001 | 200886 00001
200890 | MANIFOLDS | CABINETS | AC 830 CAS. 860X1200 | NZ | METAL BOXES FOR MANIFOLDS | 615.85 | 20 | 1 | 0 | 1 | 73269098 | 200890 00001 | 200890 00001
200986 | MANIFOLDS | CABINETS | AC 840 CAS. 600X1200 | NZ | METAL BOXES FOR MANIFOLDS | 439.37 | 10 | 1 | 0 | 1 | 73269098 | 200986 00001 | 200986 00001
540020 | MANIFOLDS | CABINETS | AC 820 CAS.COL.ESTERNA 640X450 | NZ | METAL BOXES FOR MANIFOLDS | 289.73 | 7.2 | 1 | 0 | 1 | 73269098 | 540020 00001 | 540020 00001
540021 | MANIFOLDS | CABINETS | AC 820 CAS.COL.ESTERNA 640X530 | NZ | METAL BOXES FOR MANIFOLDS | 298.25 | 6.6 | 1 | 0 | 1 | 73269098 | 540021 00001 | 540021 00001
540022 | MANIFOLDS | CABINETS | AC 820 CAS.COL.ESTERNA 640X830 | NZ | METAL BOXES FOR MANIFOLDS | 383.48 | 12.4 | 1 | 0 | 1 | 73269098 | 540022 00001 | 540022 00001
540023 | MANIFOLDS | CABINETS | AC 820 CAS.COL.EST. 640X1030 | NZ | METAL BOXES FOR MANIFOLDS | 451.65 | 10.8 | 1 | 0 | 1 | 73269098 | 540023 00001 | 540023 00001
200091G4 | MANIFOLDS | CABINETS | AC 830S CAS.1000X550 4 GUIDE | NZ | METAL BOXES FOR MANIFOLDS | 599.31 | 14.8 | 1 | 0 | 1 | 0 | 200091G4 00001 | 200091G4 00001
200191G6 | MANIFOLDS | CABINETS | CAS. 1500X550 6 GUIDE | NZ | METAL BOXES FOR MANIFOLDS | 795 | 19.6 | 1 | 0 | 1 | 0 | 200191G6 00001 | 200191G6 00001
COP200085 | MANIFOLDS | CABINETS | COPER.X CASSETTA 770X550 EQUIM | NZ | METAL BOXES FOR MANIFOLDS | 152.66 | 3.6 | 1 | 0 | 1 | 0 | COP200085 00001 | COP200085 00001
COP200086 | MANIFOLDS | CABINETS | COPER.X AC 840 CAS. 600X500 | NZ | METAL BOXES FOR MANIFOLDS | 123.74 | 2.973 | 1 | 0 | 1 | 73102990 | COP200086 00001 | COP200086 00001
COP200089 | MANIFOLDS | CABINETS | COPER.X AC 830 CAS. 860X500 | NZ | METAL BOXES FOR MANIFOLDS | 160.9 | 0 | 1 | 0 | 1 | 73269098 | COP200089 00001 | COP200089 00001
COP200090 | MANIFOLDS | CABINETS | COPER.X AC 830 CAS. 860X700 | NZ | METAL BOXES FOR MANIFOLDS | 185.65 | 3.3 | 1 | 0 | 1 | 73269098 | COP200090 00001 | COP200090 00001
COP200095 | MANIFOLDS | CABINETS | COPER.X CAS. CMI 3 DX O 3 SX | NZ | METAL BOXES FOR MANIFOLDS | 536.16 | 0 | 1 | 0 | 1 | 0 | COP200095 00001 | COP200095 00001
COP200186 | MANIFOLDS | CABINETS | COPER.X AC 840 CAS. 600X700 | NZ | METAL BOXES FOR MANIFOLDS | 144.38 | 3.85 | 1 | 0 | 1 | 73269098 | COP200186 00001 | COP200186 00001
COP200190 | MANIFOLDS | CABINETS | COPER.X AC 830 CAS. 860X900 | NZ | METAL BOXES FOR MANIFOLDS | 226.88 | 6.5 | 1 | 0 | 1 | 73269098 | COP200190 00001 | COP200190 00001
COP200195 | MANIFOLDS | CABINETS | COPER.X CAS. CMI 2 DX O 2 SX | NZ | METAL BOXES FOR MANIFOLDS | 511.43 | 0 | 1 | 0 | 1 | 0 | COP200195 00001 | COP200195 00001
COP200286 | MANIFOLDS | CABINETS | COPER.X AC 840 CAS. 600X900 | NZ | METAL BOXES FOR MANIFOLDS | 189.72 | 3.8 | 1 | 0 | 1 | 73269098 | COP200286 00001 | COP200286 00001
COP200290 | MANIFOLDS | CABINETS | COPER.X AC 830 CAS. 860X1100 | NZ | METAL BOXES FOR MANIFOLDS | 284.61 | 6.4 | 1 | 0 | 1 | 73269098 | COP200290 00001 | COP200290 00001
COP200386 | MANIFOLDS | CABINETS | COPER.X AC 840 CAS. 600X1100 | NZ | METAL BOXES FOR MANIFOLDS | 206.21 | 4.4 | 1 | 0 | 1 | 0 | COP200386 00001 | COP200386 00001
COP200390 | MANIFOLDS | CABINETS | COPER.X AC 830 CAS. 860X1300 | NZ | METAL BOXES FOR MANIFOLDS | 288.72 | 8.5 | 1 | 0 | 1 | 73269098 | COP200390 00001 | COP200390 00001
COP200486 | MANIFOLDS | CABINETS | COPER.X AC 840 CAS. 600X1300 | NZ | METAL BOXES FOR MANIFOLDS | 270.38 | 5.4 | 1 | 0 | 1 | 0 | COP200486 00001 | COP200486 00001
COP200490 | MANIFOLDS | CABINETS | COPER.X AC 830 CAS. 860X1500 | NZ | METAL BOXES FOR MANIFOLDS | 416.6 | 10 | 1 | 0 | 1 | 0 | COP200490 00001 | COP200490 00001
COP200586 | MANIFOLDS | CABINETS | COPER.X AC 840 CAS. 600X1500 | NZ | METAL BOXES FOR MANIFOLDS | 307.25 | 0 | 1 | 0 | 1 | 0 | COP200586 00001 | COP200586 00001
COP200786 | MANIFOLDS | CABINETS | COPER.X AC 840 CAS. 600X800 | NZ | METAL BOXES FOR MANIFOLDS | 148.51 | 3.325 | 1 | 0 | 1 | 73269098 | COP200786 00001 | COP200786 00001
COP200886 | MANIFOLDS | CABINETS | COPER.X AC 840 CAS. 600X1000 | NZ | METAL BOXES FOR MANIFOLDS | 206.25 | 5 | 1 | 0 | 1 | 73269098 | COP200886 00001 | COP200886 00001
COP200890 | MANIFOLDS | CABINETS | COPER.X AC 830 CAS. 860X1200 | NZ | METAL BOXES FOR MANIFOLDS | 284.61 | 7 | 1 | 0 | 1 | 73269098 | COP200890 00001 | COP200890 00001
500022 | MANIFOLDS | MANIFOLDS ACCESSORIES | AC 601 TAPPO 3/4"F | NJ | MANIFOLDS ACCESSORIES | 2.397 | 0.039 | 100 | 4 | 400 | 74122000 | 500022 00100 | 500022 00400
500062 | MANIFOLDS | MANIFOLDS ACCESSORIES | AC 680 TERM.C/M D.40 0-80°C+°F | NJ | MANIFOLDS ACCESSORIES | 9.33 | 0.03 | 25 | 8 | 200 | 90251900 | 500062 00025 | 500062 00200
500063 | MANIFOLDS | MANIFOLDS ACCESSORIES | AC 606 NIPPLO GIREVOLE 1" | NJ | MANIFOLDS ACCESSORIES | 10.46 | 0.157 | 20 | 4 | 80 | 74122000 | 500063 00020 | 500063 00080
500064 | MANIFOLDS | MANIFOLDS ACCESSORIES | AC 665 VALVOLA BYPASS | NJ | MANIFOLDS ACCESSORIES | 31.08 | 0.333 | 5 | 8 | 40 | 74122000 | 500064 00005 | 500064 00040
500070 | MANIFOLDS | MANIFOLDS ACCESSORIES | AC 606N NIPPLO GIREVOLE 1" | NJ | MANIFOLDS ACCESSORIES | 10.81 | 0.157 | 20 | 4 | 80 | 74122000 | 500070 00020 | 500070 00080
500071 | MANIFOLDS | MANIFOLDS ACCESSORIES | AC 617 TERMOMETRO CON POZ. 3/8 | NJ | MANIFOLDS ACCESSORIES | 11.99 | 0.037 | 20 | 8 | 160 | 90251900 | 500071 00020 | 500071 00160
500072 | MANIFOLDS | MANIFOLDS ACCESSORIES | AC 617 TERMOMETRO CON POZ. 1/2 | NJ | MANIFOLDS ACCESSORIES | 13.72 | 0.062 | 20 | 8 | 160 | 90251900 | 500072 00020 | 500072 00160
500073 | MANIFOLDS | MANIFOLDS ACCESSORIES | AC 645 BOC.V.SF.1" 3U. | NJ | MANIFOLDS ACCESSORIES | 18.23 | 0.236 | 10 | 8 | 80 | 74122000 | 500073 00010 | 500073 00080
500124 | MANIFOLDS | MANIFOLDS ACCESSORIES | AC 6450 BOC.V.SF.1" 3U. COMP. | NJ | MANIFOLDS ACCESSORIES | 52.65 | 0.595 | 4 | 8 | 32 | 74122000 | 500124 00004 | 500124 00032
500125 | MANIFOLDS | MANIFOLDS ACCESSORIES | AC 650P VALV.GIR.SCARICO COL. | NJ | MANIFOLDS ACCESSORIES | 6.31 | 0.072 | 35 | 8 | 280 | 74122000 | 500125 00035 | 500125 00280
500126 | MANIFOLDS | MANIFOLDS ACCESSORIES | AC 666 V.BYPASS C/TERMINALI | NJ | MANIFOLDS ACCESSORIES | 53.87 | 0.657 | 4 | 8 | 32 | 74122000 | 500126 00004 | 500126 00032
500127 | MANIFOLDS | MANIFOLDS ACCESSORIES | AC 667 V.BYPASS C/BOCCHETTONI | NJ | MANIFOLDS ACCESSORIES | 66.53 | 0.808 | 2 | 8 | 16 | 74122000 | 500127 00002 | 500127 00016
500134 | MANIFOLDS | MANIFOLDS ACCESSORIES | AC 691 KIT ACCESS.EASY RADIANT | NJ | MANIFOLDS ACCESSORIES | 44.6 | 0.474 | 1 | 16 | 16 | 74122000 | 500134 00001 | 500134 00016
500255 | MANIFOLDS | MANIFOLDS ACCESSORIES | AC 630 TERM. COL. OTT. X 1/2 | NJ | MANIFOLDS ACCESSORIES | 19.78 | 0.279 | 8 | 8 | 64 | 74122000 | 500255 00008 | 500255 00064
500256 | MANIFOLDS | MANIFOLDS ACCESSORIES | AC 630P TERM. COL. PLA. X 1/2 | NJ | MANIFOLDS ACCESSORIES | 14.5 | 0.213 | 10 | 8 | 80 | 74122000 | 500256 00010 | 500256 00080
500257 | MANIFOLDS | MANIFOLDS ACCESSORIES | AC 631 TERM.COLLETTORE 1/2X1/2 | NJ | MANIFOLDS ACCESSORIES | 10.69 | 0.153 | 20 | 4 | 80 | 74122000 | 500257 00020 | 500257 00080
500258 | MANIFOLDS | MANIFOLDS ACCESSORIES | AC 631 TERM.COLLETTORE 3/8X1/2 | NJ | MANIFOLDS ACCESSORIES | 10.69 | 0.171 | 20 | 4 | 80 | 74122000 | 500258 00020 | 500258 00080
500280 | MANIFOLDS | MANIFOLDS ACCESSORIES | AC 602N RID.COL. 1/2M X 3/8F | NJ | MANIFOLDS ACCESSORIES | 1.944 | 0.0205 | 200 | 4 | 800 | 74122000 | 500280 00200 | 500280 00800
500357 | MANIFOLDS | MANIFOLDS ACCESSORIES | AC 606 NIPPLO GIR. 3/4" X 1" | NJ | MANIFOLDS ACCESSORIES | 9.05 | 0.13 | 30 | 4 | 120 | 74122000 | 500357 00030 | 500357 00120
500379 | MANIFOLDS | MANIFOLDS ACCESSORIES | SF 1570F VALV.SF.MF 1/2 FARF. | NJ | MANIFOLDS ACCESSORIES | 8.6 | 0.105 | 20 | 8 | 160 | 84818081 | 500379 00020 | 500379 00160
500386 | MANIFOLDS | MANIFOLDS ACCESSORIES | AC 606 NIPPLO GIREVOLE 3/4" | NJ | MANIFOLDS ACCESSORIES | 12.02 | 0.112 | 30 | 4 | 120 | 74122000 | 500386 00030 | 500386 00120
500387 | MANIFOLDS | MANIFOLDS ACCESSORIES | AC 606 NIPPLO GIREVOLE 1"1/4 | NJ | MANIFOLDS ACCESSORIES | 19.93 | 0.27 | 10 | 4 | 40 | 74122000 | 500387 00010 | 500387 00040
500495 | MANIFOLDS | MANIFOLDS ACCESSORIES | AQUASTOP-DISP.ANTIC.BIG | NJ | MANIFOLDS ACCESSORIES | 133.8 | 0.399 | 10 | 4 | 40 | 84818059 | 500495 00010 | 500495 00040
500522 | MANIFOLDS | MANIFOLDS ACCESSORIES | AQUASTOP-DISP.ANTIC.ACQUA FRED | NJ | MANIFOLDS ACCESSORIES | 53.92 | 0.264 | 10 | 8 | 80 | 84818059 | 500522 00010 | 500522 00080
500523 | MANIFOLDS | MANIFOLDS ACCESSORIES | AC 619 BOC.TEN.MORB.1"ANG. | NJ | MANIFOLDS ACCESSORIES | 13.77 | 0.215 | 10 | 8 | 80 | 74122000 | 500523 00010 | 500523 00080
500526 | MANIFOLDS | MANIFOLDS ACCESSORIES | AC 619 BOC.TEN.MORB.1"ANG. SP. | NJ | MANIFOLDS ACCESSORIES | 13.77 | 0.213 | 10 | 8 | 80 | 74122000 | 500526 00010 | 500526 00080
500528 | MANIFOLDS | MANIFOLDS ACCESSORIES | AC 619L BOC.TEN.MORB.1" L | NJ | MANIFOLDS ACCESSORIES | 18.78 | 0.279 | 10 | 8 | 80 | 74122000 | 500528 00010 | 500528 00080
500529 | MANIFOLDS | MANIFOLDS ACCESSORIES | AC 619L BOC.TEN.MORB.1" L SP. | NJ | MANIFOLDS ACCESSORIES | 18.78 | 0.278 | 10 | 4 | 40 | 74122000 | 500529 00010 | 500529 00040
500625 | MANIFOLDS | MANIFOLDS ACCESSORIES | AC 601 TAPPO 1"F | NJ | MANIFOLDS ACCESSORIES | 4.141 | 0.052 | 35 | 8 | 280 | 74122000 | 500625 00035 | 500625 00280
500641 | MANIFOLDS | MANIFOLDS ACCESSORIES | AC 629 STAF.SEM.ALTE COL.1"1/4 | NJ | MANIFOLDS ACCESSORIES | 4.701 | 0.18 | 2 | 75 | 150 | 73269098 | 500641 00002 | 500641 00150
500670 | MANIFOLDS | MANIFOLDS ACCESSORIES | AC 602N RID.COL. 1" M X 1/2F | NJ | MANIFOLDS ACCESSORIES | 3.221 | 0.053 | 50 | 4 | 200 | 74122000 | 500670 00050 | 500670 00200
500674 | MANIFOLDS | MANIFOLDS ACCESSORIES | AC 625 VALV.SFIATO X COL. 1/2 | NJ | MANIFOLDS ACCESSORIES | 2.041 | 0.021 | 100 | 8 | 800 | 84818039 | 500674 00100 | 500674 00800
500675 | MANIFOLDS | MANIFOLDS ACCESSORIES | AC 625 VALV.SFIATO X COL. 3/8 | NJ | MANIFOLDS ACCESSORIES | 2.575 | 0.022 | 100 | 8 | 800 | 84818039 | 500675 00100 | 500675 00800
500697 | MANIFOLDS | MANIFOLDS ACCESSORIES | AC 693F KIT 2 FASCETTE | NJ | MANIFOLDS ACCESSORIES | 3.786 | 0.084 | 35 | 0 | 35 | 74122000 | 500697 00035 | 500697 00035
500699 | MANIFOLDS | MANIFOLDS ACCESSORIES | AC 603N NIPPLO 1" M X 1" M | NJ | MANIFOLDS ACCESSORIES | 5.36 | 0.088 | 50 | 4 | 200 | 74122000 | 500699 00050 | 500699 00200
500755 | MANIFOLDS | MANIFOLDS ACCESSORIES | AC 680 TERM.C/M D63 0-120°C+°F | NJ | MANIFOLDS ACCESSORIES | 8.14 | 0.066 | 10 | 8 | 80 | 74122000 | 500755 00010 | 500755 00080
500788 | MANIFOLDS | MANIFOLDS ACCESSORIES | RAC.PORTA SND.EK TP M | NJ | MANIFOLDS ACCESSORIES | 22.91 | 0 | 10 | 8 | 80 | 74122000 | 500788 00010 | 500788 00080
500804 | MANIFOLDS | MANIFOLDS ACCESSORIES | AC 4615N RAC.PORTATERM. EK | NJ | MANIFOLDS ACCESSORIES | 18.2 | 0.175 | 10 | 8 | 80 | 90251900 | 500804 00010 | 500804 00080
500867 | MANIFOLDS | MANIFOLDS ACCESSORIES | FLC 15 FLUX.COL. EK 1,0-4,0 | NJ | MANIFOLDS ACCESSORIES | 13.62 | 0.153 | 20 | 4 | 80 | 84819000 | 500867 00020 | 500867 00080
500893 | MANIFOLDS | MANIFOLDS ACCESSORIES | SF 1325F V.SF.RC FARF. EK | NJ | MANIFOLDS ACCESSORIES | 11.68 | 0.169 | 20 | 4 | 80 | 84818081 | 500893 00020 | 500893 00080
500901 | MANIFOLDS | MANIFOLDS ACCESSORIES | AC 609 STAFFA SEMP. X COL. 3/4 | NJ | MANIFOLDS ACCESSORIES | 4.181 | 0.142 | 2 | 70 | 140 | 73269098 | 500901 00002 | 500901 00140
500902 | MANIFOLDS | MANIFOLDS ACCESSORIES | AC 609 STAFFA SEMP. X COL. 1" | NJ | MANIFOLDS ACCESSORIES | 4.181 | 0.137 | 80 | 0 | 80 | 73269098 | 500902 00080 | 500902 00080
500903 | MANIFOLDS | MANIFOLDS ACCESSORIES | AC 609 STAFFA SEMP. X COL. 5/4 | NJ | MANIFOLDS ACCESSORIES | 4.181 | 0.141 | 2 | 70 | 140 | 73269098 | 500903 00002 | 500903 00140
500904 | MANIFOLDS | MANIFOLDS ACCESSORIES | AC 600 TAPPO X COL. 1"1/4 M | NJ | MANIFOLDS ACCESSORIES | 5.71 | 0.097 | 20 | 8 | 160 | 74122000 | 500904 00020 | 500904 00160
500905 | MANIFOLDS | MANIFOLDS ACCESSORIES | AC 600N TAPPO X COL. 1"1/4 M | NJ | MANIFOLDS ACCESSORIES | 5.82 | 0.093 | 35 | 4 | 140 | 74122000 | 500905 00035 | 500905 00140
500906 | MANIFOLDS | MANIFOLDS ACCESSORIES | AC 602 RID.COL. 1"1/4M X 1/2F | NJ | MANIFOLDS ACCESSORIES | 6.85 | 0.1327 | 25 | 4 | 100 | 74122000 | 500906 00025 | 500906 00100
500907 | MANIFOLDS | MANIFOLDS ACCESSORIES | AC 602N RID.COL. 1"1/4M X 1/2F | NJ | MANIFOLDS ACCESSORIES | 7.07 | 0.132 | 25 | 8 | 200 | 74122000 | 500907 00025 | 500907 00200
500908 | MANIFOLDS | MANIFOLDS ACCESSORIES | AC 602 RID.COL. 1"1/4M X 3/4F | NJ | MANIFOLDS ACCESSORIES | 6.38 | 0.114 | 35 | 4 | 140 | 74122000 | 500908 00035 | 500908 00140
500909 | MANIFOLDS | MANIFOLDS ACCESSORIES | AC 602N RID.COL. 1"1/4M X 3/4F | NJ | MANIFOLDS ACCESSORIES | 6.61 | 0.117 | 35 | 4 | 140 | 74122000 | 500909 00035 | 500909 00140
500910 | MANIFOLDS | MANIFOLDS ACCESSORIES | AC 602 RID.COL. 1"1/4M X 1" F | NJ | MANIFOLDS ACCESSORIES | 5.01 | 0.085 | 35 | 4 | 140 | 74122000 | 500910 00035 | 500910 00140
500911 | MANIFOLDS | MANIFOLDS ACCESSORIES | AC 602N RID.COL. 1"1/4M X 1" F | NJ | MANIFOLDS ACCESSORIES | 5.07 | 0.085 | 35 | 4 | 140 | 74122000 | 500911 00035 | 500911 00140
500912 | MANIFOLDS | MANIFOLDS ACCESSORIES | AC 603 NIPPLO 1"1/4M X 1"1/4M | NJ | MANIFOLDS ACCESSORIES | 7.11 | 0.124 | 25 | 4 | 100 | 74122000 | 500912 00025 | 500912 00100
500913 | MANIFOLDS | MANIFOLDS ACCESSORIES | AC 603N NIPPLO 1"1/4M X 1"1/4M | NJ | MANIFOLDS ACCESSORIES | 7.35 | 0.1323 | 25 | 4 | 100 | 74122000 | 500913 00025 | 500913 00100
500919 | MANIFOLDS | MANIFOLDS ACCESSORIES | AC 603 NIPPLO 1"1/4M X 1"M | NJ | MANIFOLDS ACCESSORIES | 10.93 | 0.182 | 25 | 4 | 100 | 74122000 | 500919 00025 | 500919 00100
500920 | MANIFOLDS | MANIFOLDS ACCESSORIES | VTC 30 VITONE TERM.X COL. | NJ | MANIFOLDS ACCESSORIES | 8.8 | 0.076 | 50 | 4 | 200 | 84819000 | 500920 00050 | 500920 00200
500935 | MANIFOLDS | MANIFOLDS ACCESSORIES | AC 629 STAFFA SEMP.ALTA COL3/4 | NJ | MANIFOLDS ACCESSORIES | 4.701 | 0.17 | 2 | 35 | 70 | 73269098 | 500935 00002 | 500935 00070
500936 | MANIFOLDS | MANIFOLDS ACCESSORIES | AC 629 STAFFA SEMP.ALTA COL 1" | NJ | MANIFOLDS ACCESSORIES | 4.701 | 0.1685 | 2 | 50 | 100 | 73269098 | 500936 00002 | 500936 00100
500980 | MANIFOLDS | MANIFOLDS ACCESSORIES | AC 630P TRM.COL.PLA.X 1/2 F | NJ | MANIFOLDS ACCESSORIES | 14.03 | 0.144 | 10 | 8 | 80 | 74122000 | 500980 00010 | 500980 00080
501016 | MANIFOLDS | MANIFOLDS ACCESSORIES | AC 650 VALV.GIR.SCARICO COL. | NJ | MANIFOLDS ACCESSORIES | 11.59 | 0.137 | 25 | 8 | 200 | 84818039 | 501016 00025 | 501016 00200
501019 | MANIFOLDS | MANIFOLDS ACCESSORIES | AC 610 STAF.DOP.INT200 COL.3/4 | NJ | MANIFOLDS ACCESSORIES | 8.07 | 0.2835 | 2 | 35 | 70 | 73269098 | 501019 00002 | 501019 00070
501020 | MANIFOLDS | MANIFOLDS ACCESSORIES | AC 610 STAF.DOP.INT200 COL.5/4 | NJ | MANIFOLDS ACCESSORIES | 8.07 | 0.298 | 2 | 30 | 60 | 73269098 | 501020 00002 | 501020 00060
501098 | MANIFOLDS | MANIFOLDS ACCESSORIES | AC 610 STAF.DOP.INT200 COL.1" | NJ | MANIFOLDS ACCESSORIES | 8.07 | 0.275 | 2 | 20 | 40 | 73269098 | 501098 00002 | 501098 00040
501099 | MANIFOLDS | MANIFOLDS ACCESSORIES | AC 602N RID.COL. 3/4M X 3/8F | NJ | MANIFOLDS ACCESSORIES | 3.074 | 0.052 | 50 | 4 | 200 | 74122000 | 501099 00050 | 501099 00200
501101 | MANIFOLDS | MANIFOLDS ACCESSORIES | AC 603 NIPPLO 1" M X 1" M | NJ | MANIFOLDS ACCESSORIES | 5.22 | 0.0856 | 50 | 4 | 200 | 74122000 | 501101 00050 | 501101 00200
501102 | MANIFOLDS | MANIFOLDS ACCESSORIES | AC 602 RID.COL. 1" M X 3/4F | NJ | MANIFOLDS ACCESSORIES | 3.153 | 0.047 | 50 | 8 | 400 | 74122000 | 501102 00050 | 501102 00400
501103 | MANIFOLDS | MANIFOLDS ACCESSORIES | AC 602 RID.COL. 1" M X 1/2F | NJ | MANIFOLDS ACCESSORIES | 3.153 | 0.054 | 50 | 8 | 400 | 74122000 | 501103 00050 | 501103 00400
501104 | MANIFOLDS | MANIFOLDS ACCESSORIES | AC 600 TAPPO X COL. 1" M | NJ | MANIFOLDS ACCESSORIES | 2.825 | 0.053 | 50 | 8 | 400 | 74122000 | 501104 00050 | 501104 00400
501108 | MANIFOLDS | MANIFOLDS ACCESSORIES | AC 600 TAPPO X COL. 1/2 M | NJ | MANIFOLDS ACCESSORIES | 1.424 | 0.0168 | 200 | 4 | 800 | 74122000 | 501108 00200 | 501108 00800
501111 | MANIFOLDS | MANIFOLDS ACCESSORIES | AC 689 STAF.DOP.COL.1" PLASTIC | NJ | MANIFOLDS ACCESSORIES | 14.09 | 0.21 | 2 | 20 | 40 | 73269098 | 501111 00002 | 501111 00040
501159 | MANIFOLDS | MANIFOLDS ACCESSORIES | AC 628 STAF.DOP.COLL STAMP. 1" | NJ | MANIFOLDS ACCESSORIES | 7.54 | 0.265 | 2 | 15 | 30 | 73269098 | 501159 00002 | 501159 00030
501160 | MANIFOLDS | MANIFOLDS ACCESSORIES | AC 628 STAF.DOP.COL STAMP.3/4 | NJ | MANIFOLDS ACCESSORIES | 7.54 | 0.271 | 2 | 20 | 40 | 73269098 | 501160 00002 | 501160 00040
501218 | MANIFOLDS | MANIFOLDS ACCESSORIES | AC 611 STAF.DOP.INT260 COL.1 | NJ | MANIFOLDS ACCESSORIES | 10.81 | 0.28 | 2 | 20 | 40 | 73269098 | 501218 00002 | 501218 00040
501263 | MANIFOLDS | MANIFOLDS ACCESSORIES | AC 667T V.BYPASS C/BOCCHETTON | NJ | MANIFOLDS ACCESSORIES | 78 | 0.87 | 2 | 8 | 16 | 74122000 | 501263 00002 | 501263 00016
501323 | MANIFOLDS | MANIFOLDS ACCESSORIES | AC 620N VALV.SFIATO AUTO. 3/8 | NJ | MANIFOLDS ACCESSORIES | 11.29 | 0.16667 | 15 | 8 | 120 | 74122000 | 501323 00015 | 501323 00120
501325 | MANIFOLDS | MANIFOLDS ACCESSORIES | AC 620N VALV. SFIATO AUTO. 1/2 | NJ | MANIFOLDS ACCESSORIES | 11.02 | 0.137 | 15 | 8 | 120 | 74122000 | 501325 00015 | 501325 00120
501327 | MANIFOLDS | MANIFOLDS ACCESSORIES | AC 621N VALVOLA DI RITEGNO 3/8 | NJ | MANIFOLDS ACCESSORIES | 2.952 | 0.046 | 100 | 4 | 400 | 74122000 | 501327 00100 | 501327 00400
501329 | MANIFOLDS | MANIFOLDS ACCESSORIES | AC 621N VALVOLA DI RITEGNO 1/2 | NJ | MANIFOLDS ACCESSORIES | 2.995 | 0.02915 | 100 | 4 | 400 | 74122000 | 501329 00100 | 501329 00400
501360 | MANIFOLDS | MANIFOLDS ACCESSORIES | AC 611 STAF.DOP.INT260 COL.5/4 | NJ | MANIFOLDS ACCESSORIES | 10.81 | 0.387 | 2 | 15 | 30 | 73269098 | 501360 00002 | 501360 00030
501397 | MANIFOLDS | MANIFOLDS ACCESSORIES | SF 1335C V.SF.CACC.EKXEK GIR | NJ | MANIFOLDS ACCESSORIES | 9.2 | 0.13 | 20 | 8 | 160 | 84818081 | 501397 00020 | 501397 00160
501398 | MANIFOLDS | MANIFOLDS ACCESSORIES | SF 1335F V.SF.FARF. EKXEK GIR | NJ | MANIFOLDS ACCESSORIES | 9.53 | 0.129 | 20 | 8 | 160 | 84818081 | 501398 00020 | 501398 00160
501501 | MANIFOLDS | MANIFOLDS ACCESSORIES | AC 600N TAPPO X COL. 1" M | NJ | MANIFOLDS ACCESSORIES | 2.907 | 0.045 | 50 | 8 | 400 | 74122000 | 501501 00050 | 501501 00400
501509 | MANIFOLDS | MANIFOLDS ACCESSORIES | AC 602N RID.COL. 1" M X 3/4F | NJ | MANIFOLDS ACCESSORIES | 3.221 | 0.047 | 50 | 8 | 400 | 74122000 | 501509 00050 | 501509 00400
501618 | MANIFOLDS | MANIFOLDS ACCESSORIES | AC 624 RID.COL. 3/4F X 1/2F | NJ | MANIFOLDS ACCESSORIES | 3.187 | 0.045 | 100 | 4 | 400 | 74122000 | 501618 00100 | 501618 00400
501619 | MANIFOLDS | MANIFOLDS ACCESSORIES | AC 624 RID.COL. 3/4F X 3/8F | NJ | MANIFOLDS ACCESSORIES | 3.187 | 0.043 | 100 | 4 | 400 | 74122000 | 501619 00100 | 501619 00400
501620 | MANIFOLDS | MANIFOLDS ACCESSORIES | AC 624 RID.COL. 1"F X 1/2F | NJ | MANIFOLDS ACCESSORIES | 4.01 | 0.066 | 50 | 8 | 400 | 74122000 | 501620 00050 | 501620 00400
501621 | MANIFOLDS | MANIFOLDS ACCESSORIES | AC 624 RID.COL. 1"F X 3/4F | NJ | MANIFOLDS ACCESSORIES | 4.01 | 0.066 | 50 | 8 | 400 | 74122000 | 501621 00050 | 501621 00400
501632 | MANIFOLDS | MANIFOLDS ACCESSORIES | AC 628 STAF.EASY RADIANT 80MM | NJ | MANIFOLDS ACCESSORIES | 8.07 | 0.261 | 2 | 35 | 70 | 73269098 | 501632 00002 | 501632 00070
501639 | MANIFOLDS | MANIFOLDS ACCESSORIES | AC 628P STAF.DOP.COL STAMP.1" | NJ | MANIFOLDS ACCESSORIES | 7.54 | 0.265 | 2 | 35 | 70 | 73269098 | 501639 00002 | 501639 00070
501641 | MANIFOLDS | MANIFOLDS ACCESSORIES | AC 649 STAFFA SEMP.ALTA COL3/4 | NJ | MANIFOLDS ACCESSORIES | 4.497 | 0.17 | 2 | 35 | 70 | 73269098 | 501641 00002 | 501641 00070
501642 | MANIFOLDS | MANIFOLDS ACCESSORIES | AC 649 STAFFA SEMP.ALTA COL 1" | NJ | MANIFOLDS ACCESSORIES | 4.497 | 0.1685 | 2 | 35 | 70 | 73269098 | 501642 00002 | 501642 00070
501643 | MANIFOLDS | MANIFOLDS ACCESSORIES | AC 649P STAFFA SEM.ALTA COL.1 | NJ | MANIFOLDS ACCESSORIES | 4.497 | 0.17 | 2 | 35 | 70 | 73269098 | 501643 00002 | 501643 00070
501645 | MANIFOLDS | MANIFOLDS ACCESSORIES | AC 639P STAF.SEM.COL STAMP.1" | NJ | MANIFOLDS ACCESSORIES | 3.978 | 0.134 | 2 | 75 | 150 | 73269098 | 501645 00002 | 501645 00150
502061 | MANIFOLDS | MANIFOLDS ACCESSORIES | AC 639 STAF.SEMP.COL STAMP.3/4 | NJ | MANIFOLDS ACCESSORIES | 3.978 | 0.134 | 2 | 75 | 150 | 73269098 | 502061 00002 | 502061 00150
502062 | MANIFOLDS | MANIFOLDS ACCESSORIES | AC 639 STAF.SEMP.COL STAMP.1" | NJ | MANIFOLDS ACCESSORIES | 3.978 | 0.13 | 2 | 70 | 140 | 73269098 | 502062 00002 | 502062 00140
506017 | MANIFOLDS | MANIFOLDS ACCESSORIES | AC 600 TAPPO X COL. 1"1/2 M | NJ | MANIFOLDS ACCESSORIES | 6.67 | 0.13 | 20 | 8 | 160 | 74122000 | 506017 00020 | 506017 00160
506018 | MANIFOLDS | MANIFOLDS ACCESSORIES | AC 602 RID.COL. 1"1/2M X 1" F | NJ | MANIFOLDS ACCESSORIES | 8.48 | 0.109 | 20 | 8 | 160 | 74122000 | 506018 00020 | 506018 00160
506138 | MANIFOLDS | MANIFOLDS ACCESSORIES | AC 647 SDOPPIATORE INT.36 EK | NJ | MANIFOLDS ACCESSORIES | 12.7 | 0.128 | 60 | 0 | 60 | 74122000 | 506138 00060 | 506138 00060
506167 | MANIFOLDS | MANIFOLDS ACCESSORIES | ACCESSORIES PACKAGE KIT US | NJ | MANIFOLDS ACCESSORIES | 115.97 | 1.534 | 6 | 1 | 6 | 84818081 | 506167 00006 | 506167 00006
506168 | MANIFOLDS | MANIFOLDS ACCESSORIES | AC 674 FLUXER X COL.2,5 L P | NJ | MANIFOLDS ACCESSORIES | 12.44 | 0.038 | 100 | 0 | 100 | 84819000 | 506168 00100 | 506168 00100
506169 | MANIFOLDS | MANIFOLDS ACCESSORIES | ACCESSORIES PACKAGE KIT1 1/4US | NJ | MANIFOLDS ACCESSORIES | 173.42 | 0 | 6 | 1 | 6 | 84818081 | 506169 00006 | 506169 00006
506174 | MANIFOLDS | MANIFOLDS ACCESSORIES | AC 693 NR.2 ISOLANTI COL.AC.1" | NJ | MANIFOLDS ACCESSORIES | 82.29 | 0.278 | 5 | 0 | 5 | 39269097 | 506174 00005 | 506174 00005
506195 | MANIFOLDS | MANIFOLDS ACCESSORIES | AC 609 STAFFA SEMP.X COL.1"1/2 | NJ | MANIFOLDS ACCESSORIES | 22.87 | 0.29 | 2 | 35 | 70 | 73269098 | 506195 00002 | 506195 00070
506196 | MANIFOLDS | MANIFOLDS ACCESSORIES | AC 629 STAFFA SEMP.X COL.1"1/2 | NJ | MANIFOLDS ACCESSORIES | 34.47 | 0.3965 | 2 | 25 | 50 | 73269098 | 506196 00002 | 506196 00050
506204 | MANIFOLDS | MANIFOLDS ACCESSORIES | AC 674 FLUXER X COLL.OTTONE | NJ | MANIFOLDS ACCESSORIES | 12.44 | 0.032 | 100 | 0 | 100 | 84819000 | 506204 00100 | 506204 00100
506206 | MANIFOLDS | MANIFOLDS ACCESSORIES | AC 601K TAPPO 3/4F+ADATTATORE | NJ | MANIFOLDS ACCESSORIES | 3.939 | 0.055 | 50 | 8 | 400 | 74122000 | 506206 00050 | 506206 00400
506234 | MANIFOLDS | MANIFOLDS ACCESSORIES | AC 646N TERM.COL.COMPLETO 1"F | NJ | MANIFOLDS ACCESSORIES | 22.36 | 0 | 20 | 8 | 160 | 74122000 | 506234 00020 | 506234 00160
506235 | MANIFOLDS | MANIFOLDS ACCESSORIES | AC 657N TERM.COL.COMPLETO 1"M | NJ | MANIFOLDS ACCESSORIES | 19.11 | 0.205 | 20 | 4 | 80 | 74122000 | 506235 00020 | 506235 00080
506246 | MANIFOLDS | MANIFOLDS ACCESSORIES | AC 657N TERM.COL.COMPLETO 3/4M | NJ | MANIFOLDS ACCESSORIES | 21.26 | 0.193 | 20 | 4 | 80 | 74122000 | 506246 00020 | 506246 00080
506247 | MANIFOLDS | MANIFOLDS ACCESSORIES | AC 646N TERM.COL.COMPLETO 3/4F | NJ | MANIFOLDS ACCESSORIES | 21.3 | 0 | 20 | 8 | 160 | 74122000 | 506247 00020 | 506247 00160
506253 | MANIFOLDS | MANIFOLDS ACCESSORIES | AC 652 ISOLANTE X COL. 1" | NJ | MANIFOLDS ACCESSORIES | 27.04 | 0.068 | 7 | 0 | 7 | 39269097 | 506253 00007 | 506253 00007
506254 | MANIFOLDS | MANIFOLDS ACCESSORIES | AC 652 ISOLANTE X COL. 1"1/4 | NJ | MANIFOLDS ACCESSORIES | 27.04 | 0.1 | 7 | 0 | 7 | 39269097 | 506254 00007 | 506254 00007
506270 | MANIFOLDS | MANIFOLDS ACCESSORIES | AC 693 ISOLANTE COL.ACCIAIO 1" | NJ | MANIFOLDS ACCESSORIES | 36.74 | 0.054 | 7 | 0 | 7 | 39269097 | 506270 00007 | 506270 00007
506444 | MANIFOLDS | MANIFOLDS ACCESSORIES | AC 652 ISOLANTE X COL. 1"1/2 | NJ | MANIFOLDS ACCESSORIES | 33.2 | 0.079 | 7 | 0 | 7 | 39269097 | 506444 00007 | 506444 00007
506547 | MANIFOLDS | MANIFOLDS ACCESSORIES | AC 694 ISOL.COL.EASY RADIANT | NJ | MANIFOLDS ACCESSORIES | 20.96 | 0.023 | 5 | 0 | 5 | 39269097 | 506547 00005 | 506547 00005
507015 | MANIFOLDS | MANIFOLDS ACCESSORIES | AC 638 V.BYPASS COL. COMP. 3/4 | NJ | MANIFOLDS ACCESSORIES | 53.47 | 0.705 | 1 | 10 | 10 | 74122000 | 507015 00001 | 507015 00010
507016 | MANIFOLDS | MANIFOLDS ACCESSORIES | AC 638 V.BYPASS COL. COMP. 1" | NJ | MANIFOLDS ACCESSORIES | 53.47 | 0.8 | 1 | 10 | 10 | 74122000 | 507016 00001 | 507016 00010
510180 | MANIFOLDS | MANIFOLDS ACCESSORIES | AC 690 TERM.BRAC.D.40 0-80°C°F | NJ | MANIFOLDS ACCESSORIES | 16.77 | 0.03 | 25 | 8 | 200 | 90251900 | 510180 00025 | 510180 00200
520022 | MANIFOLDS | MANIFOLDS ACCESSORIES | AC 626 BOC.1"1/2F X 1"M XPOMPA | NJ | MANIFOLDS ACCESSORIES | 13.45 | 0.228 | 8 | 8 | 64 | 74122000 | 520022 00008 | 520022 00064
520039 | MANIFOLDS | MANIFOLDS ACCESSORIES | AC 685 KIT N°2 FLANGE COMPLETE | NJ | MANIFOLDS ACCESSORIES | 33.67 | 0.536 | 1 | 1 | 1 | 0 | 520039 00001 | 520039 00001
550009 | MANIFOLDS | MANIFOLDS ACCESSORIES | AC 600 TAPPO X COL. 3/4 M | NJ | MANIFOLDS ACCESSORIES | 2.539 | 0.032 | 50 | 8 | 400 | 74122000 | 550009 00050 | 550009 00400
550016 | MANIFOLDS | MANIFOLDS ACCESSORIES | AC 601 TAPPO ESAGONALE G1/2" F | NJ | MANIFOLDS ACCESSORIES | 2.159 | 0.023 | 50 | 8 | 400 | 74122000 | 550016 00050 | 550016 00400
550028 | MANIFOLDS | MANIFOLDS ACCESSORIES | AC 602N RID.COL. 3/4M X 1/2F | NJ | MANIFOLDS ACCESSORIES | 2.575 | 0.037 | 100 | 4 | 400 | 74122000 | 550028 00100 | 550028 00400
550084 | MANIFOLDS | MANIFOLDS ACCESSORIES | AC 600 TAPPO X COL. 3/8 M | NJ | MANIFOLDS ACCESSORIES | 1.469 | 0.0155 | 250 | 4 | 1000 | 74122000 | 550084 00250 | 550084 01000
550085 | MANIFOLDS | MANIFOLDS ACCESSORIES | AC 600N TAPPO X COL. 3/8 M | NJ | MANIFOLDS ACCESSORIES | 1.537 | 0.0154 | 250 | 4 | 1000 | 74122000 | 550085 00250 | 550085 01000
550086 | MANIFOLDS | MANIFOLDS ACCESSORIES | AC 600N TAPPO X COL. 1/2 M | NJ | MANIFOLDS ACCESSORIES | 1.448 | 0.014 | 200 | 4 | 800 | 74122000 | 550086 00200 | 550086 00800
550087 | MANIFOLDS | MANIFOLDS ACCESSORIES | AC 600N TAPPO X COL. 3/4 M | NJ | MANIFOLDS ACCESSORIES | 2.623 | 0.049 | 50 | 8 | 400 | 74122000 | 550087 00050 | 550087 00400
550089 | MANIFOLDS | MANIFOLDS ACCESSORIES | AC 601N TAPPO M24 FEMMINA | NJ | MANIFOLDS ACCESSORIES | 2.48 | 0.026 | 100 | 8 | 800 | 74122000 | 550089 00100 | 550089 00800
550090 | MANIFOLDS | MANIFOLDS ACCESSORIES | AC 601N TAPPO 3/4"F | NJ | MANIFOLDS ACCESSORIES | 2.48 | 0.027 | 100 | 4 | 400 | 74122000 | 550090 00100 | 550090 00400
550091 | MANIFOLDS | MANIFOLDS ACCESSORIES | AC 602 RID.COL. 1" M X 3/8F | NJ | MANIFOLDS ACCESSORIES | 3.583 | 0.059 | 50 | 8 | 400 | 74122000 | 550091 00050 | 550091 00400
550092 | MANIFOLDS | MANIFOLDS ACCESSORIES | AC 602N RID.COL.1" M X 3/8F NI | NJ | MANIFOLDS ACCESSORIES | 3.797 | 0.062 | 50 | 8 | 400 | 74122000 | 550092 00050 | 550092 00400
550093 | MANIFOLDS | MANIFOLDS ACCESSORIES | AC 602 RID.COL. 1/2M X 3/8F | NJ | MANIFOLDS ACCESSORIES | 1.921 | 0.02 | 200 | 4 | 800 | 74122000 | 550093 00200 | 550093 00800
550094 | MANIFOLDS | MANIFOLDS ACCESSORIES | AC 602 RID.COL. 3/4M X 3/8F | NJ | MANIFOLDS ACCESSORIES | 2.931 | 0.055 | 50 | 4 | 200 | 74122000 | 550094 00050 | 550094 00200
550095 | MANIFOLDS | MANIFOLDS ACCESSORIES | AC 602 RID.COL. 3/4M X 1/2F | NJ | MANIFOLDS ACCESSORIES | 2.528 | 0.0364 | 100 | 4 | 400 | 74122000 | 550095 00100 | 550095 00400
550096 | MANIFOLDS | MANIFOLDS ACCESSORIES | AC 603N NIPPLO 3/4M X 3/4M | NJ | MANIFOLDS ACCESSORIES | 3.853 | 0.065 | 50 | 4 | 200 | 74122000 | 550096 00050 | 550096 00200
550097 | MANIFOLDS | MANIFOLDS ACCESSORIES | AC 603N NIPPLO 1/2M X 1/2M | NJ | MANIFOLDS ACCESSORIES | 2.825 | 0.036 | 100 | 4 | 400 | 74122000 | 550097 00100 | 550097 00400
550098 | MANIFOLDS | MANIFOLDS ACCESSORIES | AC 603 NIPPLO 3/4M X 3/4M | NJ | MANIFOLDS ACCESSORIES | 3.786 | 0.0634 | 50 | 4 | 200 | 74122000 | 550098 00050 | 550098 00200
550099 | MANIFOLDS | MANIFOLDS ACCESSORIES | AC 603 NIPPLO 1/2M X 1/2M | NJ | MANIFOLDS ACCESSORIES | 2.78 | 0.038 | 100 | 4 | 400 | 74122000 | 550099 00100 | 550099 00400
550540 | MANIFOLDS | MANIFOLDS ACCESSORIES | ADAPTER 1"1/4MX1"1/4F NPT GIR | NJ | MANIFOLDS ACCESSORIES | 22.32 | 0.301 | 10 | 8 | 80 | 74122000 | 550540 00010 | 550540 00080
550550 | MANIFOLDS | MANIFOLDS ACCESSORIES | CONNECTION FITTING FOR 1"F NPT | NJ | MANIFOLDS ACCESSORIES | 18.09 | 0.296 | 12 | 4 | 48 | 84811099 | 550550 00012 | 550550 00048
550551 | MANIFOLDS | MANIFOLDS ACCESSORIES | AC 627 BOC. 3/4F X 1"1/4F GIR | NJ | MANIFOLDS ACCESSORIES | 15.21 | 0.286 | 10 | 8 | 80 | 74122000 | 550551 00010 | 550551 00080
550552 | MANIFOLDS | MANIFOLDS ACCESSORIES | AC 627 BOC. 1"F X 1"1/4F GIR | NJ | MANIFOLDS ACCESSORIES | 14.4 | 0.273 | 10 | 8 | 80 | 74122000 | 550552 00010 | 550552 00080
550554 | MANIFOLDS | MANIFOLDS ACCESSORIES | FITTING 1 F X 1 F NPT | NJ | MANIFOLDS ACCESSORIES | 15.26 | 0 | 12 | 8 | 96 | 84811099 | 550554 00012 | 550554 00096
553004 | MANIFOLDS | MANIFOLDS ACCESSORIES | AVT 03 GHIERA X VIT.TERM. COL. | NJ | MANIFOLDS ACCESSORIES | 2.101 | 0.008 | 100 | 8 | 800 | 74122000 | 553004 00100 | 553004 00800
570224 | MANIFOLDS | MANIFOLDS ACCESSORIES | AC 677 TRM.COL. 3XG1/2 | NJ | MANIFOLDS ACCESSORIES | 14.13 | 0.167 | 20 | 8 | 160 | 74122000 | 570224 00020 | 570224 00160
570225 | MANIFOLDS | MANIFOLDS ACCESSORIES | AC 678 TRM.COL G1/2XG1/2 +SC. | NJ | MANIFOLDS ACCESSORIES | 24.19 | 0.285 | 10 | 8 | 80 | 74122000 | 570225 00010 | 570225 00080
570226 | MANIFOLDS | MANIFOLDS ACCESSORIES | AC 679 TRM COL.+V.BY+SF.A | NJ | MANIFOLDS ACCESSORIES | 79.11 | 0.935 | 3 | 4 | 12 | 74122000 | 570226 00003 | 570226 00012
570227 | MANIFOLDS | MANIFOLDS ACCESSORIES | AC 681 TRM COL.+V.BY+SF.M | NJ | MANIFOLDS ACCESSORIES | 69.18 | 0.79 | 4 | 4 | 16 | 74122000 | 570227 00004 | 570227 00016
590014 | MANIFOLDS | MANIFOLDS ACCESSORIES | RID.COL. 1" M X 3/4F NPT | NJ | MANIFOLDS ACCESSORIES | 3.169 | 0.048 | 50 | 8 | 400 | 74122000 | 590014 00050 | 590014 00400
590029 | MANIFOLDS | MANIFOLDS ACCESSORIES | RID. COL. 1"1/4M X 1"F NPT | NJ | MANIFOLDS ACCESSORIES | 6.07 | 0.047 | 50 | 8 | 400 | 74122000 | 590029 00050 | 590029 00400
590082 | MANIFOLDS | MANIFOLDS ACCESSORIES | AC 600 TAP 1/4M | NJ | MANIFOLDS ACCESSORIES | 2.528 | 0.012 | 150 | 4 | 600 | 74122000 | 590082 00150 | 590082 00600
500064P80 | MANIFOLDS | MANIFOLDS ACCESSORIES | AC 665P80 VALVOLA BYPASS | NJ | MANIFOLDS ACCESSORIES | 31.08 | 0.272 | 5 | 8 | 40 | 74122000 | 500064P80 00005 | 500064P80 00040
500072B | MANIFOLDS | MANIFOLDS ACCESSORIES | AC 617 TERM.CON POZ.1/2 0-120° | NJ | MANIFOLDS ACCESSORIES | 13.72 | 0.062 | 20 | 8 | 160 | 90251900 | 500072B 00020 | 500072B 00160
500073G | MANIFOLDS | MANIFOLDS ACCESSORIES | AC 645G BOC.V.SF.1" 3U. GIR. | NJ | MANIFOLDS ACCESSORIES | 21.48 | 0.297 | 10 | 8 | 80 | 74122000 | 500073G 00010 | 500073G 00080
500124G | MANIFOLDS | MANIFOLDS ACCESSORIES | AC 6450G BOC.V.SF.1"3U.COMP.GI | NJ | MANIFOLDS ACCESSORIES | 57.36 | 0.8 | 4 | 8 | 32 | 74122000 | 500124G 00004 | 500124G 00032
500126P80 | MANIFOLDS | MANIFOLDS ACCESSORIES | AC 666P80 V.BYPASS C/TERMINALI | NJ | MANIFOLDS ACCESSORIES | 53.87 | 0.605 | 4 | 8 | 32 | 74122000 | 500126P80 00004 | 500126P80 00032
500127G | MANIFOLDS | MANIFOLDS ACCESSORIES | AC 667G V.BYPASS CON BOC. GIR. | NJ | MANIFOLDS ACCESSORIES | 75.92 | 0.878 | 2 | 8 | 16 | 74122000 | 500127G 00002 | 500127G 00016
500127GP80 | MANIFOLDS | MANIFOLDS ACCESSORIES | AC 667GP80 V.BYPASS C/BOC.GIR. | NJ | MANIFOLDS ACCESSORIES | 75.92 | 0.916 | 2 | 8 | 16 | 74122000 | 500127GP80 00002 | 500127GP80 00016
500127P80 | MANIFOLDS | MANIFOLDS ACCESSORIES | AC 667P80 V.BYPASS C/BOCCHETT. | NJ | MANIFOLDS ACCESSORIES | 66.53 | 0.742 | 2 | 8 | 16 | 74122000 | 500127P80 00002 | 500127P80 00016
500128G | MANIFOLDS | MANIFOLDS ACCESSORIES | AC 668G V.BYPASS BOC. 4U.GIR. | NJ | MANIFOLDS ACCESSORIES | 138.75 | 1.8 | 1 | 0 | 1 | 74122000 | 500128G 00001 | 500128G 00001
500255NA | MANIFOLDS | MANIFOLDS ACCESSORIES | AC 630 TERM. COL. OTT. X1/2 NA | NJ | MANIFOLDS ACCESSORIES | 22.86 | 0.279 | 10 | 8 | 80 | 74122000 | 500255NA 00010 | 500255NA 00080
500357N | MANIFOLDS | MANIFOLDS ACCESSORIES | AC 606N NIPPLO GIR. 3/4" X 1" | NJ | MANIFOLDS ACCESSORIES | 9.47 | 0.13 | 30 | 4 | 120 | 74122000 | 500357N 00030 | 500357N 00120
500386N | MANIFOLDS | MANIFOLDS ACCESSORIES | AC 606N NIPPLO GIREVOLE 3/4" | NJ | MANIFOLDS ACCESSORIES | 12.44 | 0.113 | 30 | 4 | 120 | 74122000 | 500386N 00030 | 500386N 00120
500387N | MANIFOLDS | MANIFOLDS ACCESSORIES | AC 606N NIPPLO GIREVOLE 1"1/4 | NJ | MANIFOLDS ACCESSORIES | 20.94 | 0.269 | 10 | 4 | 40 | 74122000 | 500387N 00010 | 500387N 00040
500523G | MANIFOLDS | MANIFOLDS ACCESSORIES | AC 619G BOC.TEN.MORB.1"ANG.GIR | NJ | MANIFOLDS ACCESSORIES | 18.37 | 0.305 | 10 | 8 | 80 | 74122000 | 500523G 00010 | 500523G 00080
500526G | MANIFOLDS | MANIFOLDS ACCESSORIES | AC 619G BOC.T.MOR.1"ANG.SP.GIR | NJ | MANIFOLDS ACCESSORIES | 18.37 | 0.301 | 10 | 8 | 80 | 74122000 | 500526G 00010 | 500526G 00080
500528G | MANIFOLDS | MANIFOLDS ACCESSORIES | AC 619LG BOC.TEN.MORB.1" L GIR | NJ | MANIFOLDS ACCESSORIES | 22.85 | 0.365 | 10 | 8 | 80 | 74122000 | 500528G 00010 | 500528G 00080
500529G | MANIFOLDS | MANIFOLDS ACCESSORIES | AC 619LG BOC.T.MORB.1"L SP.GIR | NJ | MANIFOLDS ACCESSORIES | 22.85 | 0.36 | 10 | 8 | 80 | 74122000 | 500529G 00010 | 500529G 00080
500625N | MANIFOLDS | MANIFOLDS ACCESSORIES | AC 601N TAPPO 1"F | NJ | MANIFOLDS ACCESSORIES | 4.284 | 0.052 | 35 | 8 | 280 | 74122000 | 500625N 00035 | 500625N 00280
500919N | MANIFOLDS | MANIFOLDS ACCESSORIES | AC 603N NIPPLO 1"1/4M X 1"M | NJ | MANIFOLDS ACCESSORIES | 11.13 | 0.182 | 25 | 4 | 100 | 74122000 | 500919N 00025 | 500919N 00100
500920D | MANIFOLDS | MANIFOLDS ACCESSORIES | VTC 30 VITONE TERM.X COL.DINAM | NJ | MANIFOLDS ACCESSORIES | 25 | 0.1 | 50 | 4 | 200 | 84819000 | 500920D 00050 | 500920D 00200
500920PL | MANIFOLDS | MANIFOLDS ACCESSORIES | VTC 30 VITONE TERM.X COL.PLAST | NJ | MANIFOLDS ACCESSORIES | 6.18 | 0.025 | 50 | 8 | 400 | 84819000 | 500920PL 00050 | 500920PL 00400
501016NA | MANIFOLDS | MANIFOLDS ACCESSORIES | AC 650 VALV.GIR.SCAR. COL. NA | NJ | MANIFOLDS ACCESSORIES | 13.07 | 0.137 | 35 | 4 | 140 | 84818039 | 501016NA 00035 | 501016NA 00140
501019P80 | MANIFOLDS | MANIFOLDS ACCESSORIES | AC 610P80 STAF.INT.200 COL.3/4 | NJ | MANIFOLDS ACCESSORIES | 8.07 | 0.267 | 2 | 35 | 70 | 73269098 | 501019P80 00002 | 501019P80 00070
501098P80 | MANIFOLDS | MANIFOLDS ACCESSORIES | AC 610P80 STAF.INT. 200 COL.1" | NJ | MANIFOLDS ACCESSORIES | 8.07 | 0.277 | 2 | 20 | 40 | 73269098 | 501098P80 00002 | 501098P80 00040
501160P80 | MANIFOLDS | MANIFOLDS ACCESSORIES | AC 628P80 ST.DOP.COL STAMP.3/4 | NJ | MANIFOLDS ACCESSORIES | 7.54 | 0.528 | 2 | 20 | 40 | 73261990 | 501160P80 00002 | 501160P80 00040
501218B | MANIFOLDS | MANIFOLDS ACCESSORIES | AC 611 STAF.DOP.INT250 COL.1 | NJ | MANIFOLDS ACCESSORIES | 10.81 | 0.6 | 2 | 20 | 40 | 73269098 | 501218B 00002 | 501218B 00040
501263G | MANIFOLDS | MANIFOLDS ACCESSORIES | AC 667TG BYPASS CON BOC. GIR. | NJ | MANIFOLDS ACCESSORIES | 87.41 | 1.024 | 2 | 8 | 16 | 74122000 | 501263G 00002 | 501263G 00016
501263GP80 | MANIFOLDS | MANIFOLDS ACCESSORIES | AC 667TGP80 BYPASS C/BOC.GIR. | NJ | MANIFOLDS ACCESSORIES | 87.41 | 0 | 2 | 8 | 16 | 74122000 | 501263GP80 00002 | 501263GP80 00016
501263P80 | MANIFOLDS | MANIFOLDS ACCESSORIES | AC 667TP80 V.BYPASS C/BOCCH. | NJ | MANIFOLDS ACCESSORIES | 78 | 0.984 | 1 | 3 | 3 | 74122000 | 501263P80 00001 | 501263P80 00003
501296N | MANIFOLDS | MANIFOLDS ACCESSORIES | AC 4648N SEDE COL.1" FLX EK | NJ | MANIFOLDS ACCESSORIES | 4.058 | 0.0682 | 50 | 4 | 200 | 74122000 | 501296N 00050 | 501296N 00200
501297N | MANIFOLDS | MANIFOLDS ACCESSORIES | AC 4648N SEDE COL.1"1/4 FLX EK | NJ | MANIFOLDS ACCESSORIES | 4.058 | 0.07 | 50 | 4 | 200 | 74122000 | 501297N 00050 | 501297N 00200
501356N | MANIFOLDS | MANIFOLDS ACCESSORIES | AC 637N BOCC.VALV.SF.1"C/TERM. | NJ | MANIFOLDS ACCESSORIES | 24.33 | 0.321 | 9 | 4 | 36 | 74122000 | 501356N 00009 | 501356N 00036
501357N | MANIFOLDS | MANIFOLDS ACCESSORIES | AC 637N BOC.V.SF.1"1/4 C/TERM. | NJ | MANIFOLDS ACCESSORIES | 43.61 | 0.38675 | 8 | 4 | 32 | 74122000 | 501357N 00008 | 501357N 00032
501360B | MANIFOLDS | MANIFOLDS ACCESSORIES | AC 611 STAF.DOP.INT250 COL.5/4 | NJ | MANIFOLDS ACCESSORIES | 10.81 | 0.387 | 2 | 15 | 30 | 73269098 | 501360B 00002 | 501360B 00030
501363N | MANIFOLDS | MANIFOLDS ACCESSORIES | AC 4612N SEDE COL.INT. 1"X EK | NJ | MANIFOLDS ACCESSORIES | 2.48 | 0.053 | 50 | 8 | 400 | 74122000 | 501363N 00050 | 501363N 00400
501368N | MANIFOLDS | MANIFOLDS ACCESSORIES | AC 4612N SEDE COL.INT. 5/4X EK | NJ | MANIFOLDS ACCESSORIES | 3.358 | 0.059 | 50 | 8 | 400 | 74122000 | 501368N 00050 | 501368N 00400
501618N | MANIFOLDS | MANIFOLDS ACCESSORIES | AC 624N RID.COL. 3/4F X 1/2F | NJ | MANIFOLDS ACCESSORIES | 3.221 | 0.045 | 100 | 4 | 400 | 74122000 | 501618N 00100 | 501618N 00400
501619N | MANIFOLDS | MANIFOLDS ACCESSORIES | AC 624N RID.COL. 3/4F X 3/8F | NJ | MANIFOLDS ACCESSORIES | 3.221 | 0.043 | 100 | 4 | 400 | 74122000 | 501619N 00100 | 501619N 00400
501620N | MANIFOLDS | MANIFOLDS ACCESSORIES | AC 624N RID.COL. 1"F X 1/2F | NJ | MANIFOLDS ACCESSORIES | 4.141 | 0.066 | 50 | 8 | 400 | 74122000 | 501620N 00050 | 501620N 00400
501621N | MANIFOLDS | MANIFOLDS ACCESSORIES | AC 624N RID.COL. 1"F X 3/4F | NJ | MANIFOLDS ACCESSORIES | 4.141 | 0.086 | 50 | 4 | 200 | 74122000 | 501621N 00050 | 501621N 00200
502230N | MANIFOLDS | MANIFOLDS ACCESSORIES | AC 605N RACCORDO ECCENTRICO 1" | NJ | MANIFOLDS ACCESSORIES | 22.36 | 0.356 | 6 | 8 | 48 | 74122000 | 502230N 00006 | 502230N 00048
506204US | MANIFOLDS | MANIFOLDS ACCESSORIES | AC 674 FLUXER X COLL.OTT.US | NJ | MANIFOLDS ACCESSORIES | 12.44 | 0.032 | 100 | 0 | 100 | 84819000 | 506204US 00100 | 506204US 00100
506206N | MANIFOLDS | MANIFOLDS ACCESSORIES | AC 601KN TAPPO 3/4F+ADATTATORE | NJ | MANIFOLDS ACCESSORIES | 4.07 | 0.052 | 50 | 8 | 400 | 74122000 | 506206N 00050 | 506206N 00400
550016N | MANIFOLDS | MANIFOLDS ACCESSORIES | AC 601 TAPPO ESAGON.G1/2"F NIC | NJ | MANIFOLDS ACCESSORIES | 2.159 | 0.023 | 50 | 8 | 400 | 74122000 | 550016N 00050 | 550016N 00400
550032NNPT | MANIFOLDS | MANIFOLDS ACCESSORIES | RAC.G3/4M X G3/4F NPT | NJ | MANIFOLDS ACCESSORIES | 4.865 | 0.0773 | 50 | 4 | 200 | 74122000 | 550032NNPT 00050 | 550032NNPT 00200
550044N | MANIFOLDS | MANIFOLDS ACCESSORIES | VDC 31N VITONE DET. DRM X COL. | NJ | MANIFOLDS ACCESSORIES | 7.2 | 0.065 | 50 | 4 | 200 | 84819000 | 550044N 00050 | 550044N 00200
550044NPL | MANIFOLDS | MANIFOLDS ACCESSORIES | VDC 31N VITONE DET.DRM COL.PLA | NJ | MANIFOLDS ACCESSORIES | 6.6 | 0.058 | 50 | 8 | 400 | 84819000 | 550044NPL 00050 | 550044NPL 00400
550551N | MANIFOLDS | MANIFOLDS ACCESSORIES | AC 627N BOC. 3/4F X 1"1/4F GIR | NJ | MANIFOLDS ACCESSORIES | 15.7 | 0.286 | 10 | 8 | 80 | 74122000 | 550551N 00010 | 550551N 00080
550552N | MANIFOLDS | MANIFOLDS ACCESSORIES | AC 627N BOC. 1"F X 1"1/4F GIR | NJ | MANIFOLDS ACCESSORIES | 14.92 | 0.272 | 10 | 8 | 80 | 74122000 | 550552N 00010 | 550552N 00080
570225P | MANIFOLDS | MANIFOLDS ACCESSORIES | AC 678P TRM.COL G1/2XG1/2 +SC. | NJ | MANIFOLDS ACCESSORIES | 19.56 | 0 | 10 | 8 | 80 | 74122000 | 570225P 00010 | 570225P 00080
570226P | MANIFOLDS | MANIFOLDS ACCESSORIES | AC 679P TRM COL.+V.BY+SF.A | NJ | MANIFOLDS ACCESSORIES | 74.48 | 0.873 | 3 | 4 | 12 | 74122000 | 570226P 00003 | 570226P 00012
570226P80 | MANIFOLDS | MANIFOLDS ACCESSORIES | AC 679P80 TRM COL.+V.BY+SF.A | NJ | MANIFOLDS ACCESSORIES | 79.11 | 0.875 | 4 | 4 | 16 | 74122000 | 570226P80 00004 | 570226P80 00016
570226PP80 | MANIFOLDS | MANIFOLDS ACCESSORIES | AC 679P P80 TRM COL.+V.BY+SF.A | NJ | MANIFOLDS ACCESSORIES | 74.48 | 0 | 4 | 4 | 16 | 74122000 | 570226PP80 00004 | 570226PP80 00016
570227P | MANIFOLDS | MANIFOLDS ACCESSORIES | AC 681P TRM COL.+V.BY+SF.M | NJ | MANIFOLDS ACCESSORIES | 64.55 | 0 | 4 | 4 | 16 | 74122000 | 570227P 00004 | 570227P 00016
570227P80 | MANIFOLDS | MANIFOLDS ACCESSORIES | AC 681P80 TRM COL.+V.BY+SF.M | NJ | MANIFOLDS ACCESSORIES | 69.18 | 0.732 | 10 | 4 | 40 | 74122000 | 570227P80 00010 | 570227P80 00040
570227PP80 | MANIFOLDS | MANIFOLDS ACCESSORIES | AC 681P TRM COL.+V.BY+SF.M | NJ | MANIFOLDS ACCESSORIES | 64.55 | 0.668 | 4 | 4 | 16 | 74122000 | 570227PP80 00004 | 570227PP80 00016
570228P80 | MANIFOLDS | MANIFOLDS ACCESSORIES | AC 682P80TRM COL.+V.BY+SF.A+SC | NJ | MANIFOLDS ACCESSORIES | 84.07 | 0.941 | 4 | 4 | 16 | 74122000 | 570228P80 00004 | 570228P80 00016
210016 | MANIFOLDS | ELECTROTHERMAL HEADS | VA 80-01 VALVE ADAPTER | AC | ELECTROTHERMAL HEADS | 2.753 | 0.008 | 70 | 0 | 70 | 39269097 | 210016 00070 | 210016 00070
210103 | MANIFOLDS | ELECTROTHERMAL HEADS | VA 91 VALVE ADAPTOR | AC | ELECTROTHERMAL HEADS | 2.824 | 0.008 | 70 | 0 | 70 | 39269097 | 210103 00070 | 210103 00070
500808 | MANIFOLDS | ELECTROTHERMAL HEADS | TE 3050 TESTA ELET.230V NC-CFC | AC | ELECTROTHERMAL HEADS | 56.19 | 0.194 | 100 | 0 | 100 | 84798997 | 500808 00100 | 500808 00100
500846 | MANIFOLDS | ELECTROTHERMAL HEADS | TE 3062 TESTA ELETTROT.4 FILI | AC | ELECTROTHERMAL HEADS | 48.44 | 0.16 | 70 | 0 | 70 | 84798997 | 500846 00070 | 500846 00070
500887 | MANIFOLDS | ELECTROTHERMAL HEADS | TE 3061 TESTA ELE.24V 0-10V NC | AC | ELECTROTHERMAL HEADS | 126.64 | 0.134 | 100 | 0 | 100 | 84798997 | 500887 00100 | 500887 00100
501508 | MANIFOLDS | ELECTROTHERMAL HEADS | TE 3040 TESTA ELETTR. 230V NC | AC | ELECTROTHERMAL HEADS | 36.6 | 0.12567 | 1 | 100 | 100 | 84798997 | 501508 00001 | 501508 00100
501524 | MANIFOLDS | ELECTROTHERMAL HEADS | TE 3041 TESTA ELETTR. 24V NC | AC | ELECTROTHERMAL HEADS | 36.6 | 0.115 | 100 | 0 | 100 | 84798997 | 501524 00100 | 501524 00100
501533 | MANIFOLDS | ELECTROTHERMAL HEADS | VA 80-01 VALVE ADAPTER | AC | ELECTROTHERMAL HEADS | 3.441 | 0.00805 | 50 | 8 | 400 | 39269097 | 501533 00050 | 501533 00400
501537 | MANIFOLDS | ELECTROTHERMAL HEADS | TE 3042 TESTA ELETTR. 12V NC | AC | ELECTROTHERMAL HEADS | 62.04 | 0.131 | 100 | 0 | 100 | 84798997 | 501537 00100 | 501537 00100
501577 | MANIFOLDS | ELECTROTHERMAL HEADS | TE 4042 TESTA ELETTR. 12V NA | AC | ELECTROTHERMAL HEADS | 62.04 | 0.131 | 100 | 0 | 100 | 84798997 | 501577 00100 | 501577 00100
500028M | MANIFOLDS | ELECTROTHERMAL HEADS | TE 3051M TESTA ELET.24V NC-CFC | AC | ELECTROTHERMAL HEADS | 43.43 | 0.197 | 1 | 100 | 100 | 84798997 | 500028M 00001 | 500028M 00100
500808M | MANIFOLDS | ELECTROTHERMAL HEADS | TE 3050M TESTA ELET230V NC-CFC | AC | ELECTROTHERMAL HEADS | 43.43 | 0.194 | 100 | 0 | 100 | 84798997 | 500808M 00100 | 500808M 00100
500808MC | MANIFOLDS | ELECTROTHERMAL HEADS | TE 3050MC 230V NC-CFC INT40 | AC | ELECTROTHERMAL HEADS | 43.43 | 0.194 | 100 | 0 | 100 | 84798997 | 500808MC 00100 | 500808MC 00100
501508A | MANIFOLDS | ELECTROTHERMAL HEADS | TE 4040 TESTA ELET.230V N.AP. | AC | ELECTROTHERMAL HEADS | 36.6 | 0.115 | 1 | 100 | 100 | 84798997 | 501508A 00001 | 501508A 00100
501508E | MANIFOLDS | ELECTROTHERMAL HEADS | TE 3040 IV TESTA ELETT.230V NC | AC | ELECTROTHERMAL HEADS | 29.64 | 0.13 | 1 | 100 | 100 | 84798997 | 501508E 00001 | 501508E 00100
501524A | MANIFOLDS | ELECTROTHERMAL HEADS | TE 4041 TESTA ELETTR. 24V NA | AC | ELECTROTHERMAL HEADS | 36.6 | 0.115 | 100 | 0 | 100 | 84798997 | 501524A 00100 | 501524A 00100
501455 | MANIFOLDS | BALL VALVES | AC 635NR V.SFERA DN 30 ROSSA | NO | BALL VALVES | 38.67 | 0.51 | 6 | 8 | 48 | 84818081 | 501455 00006 | 501455 00048
506100 | MANIFOLDS | BALL VALVES | AC 622N V.SF.DIR.B/R 1"C/T+BOC | NO | BALL VALVES | 73.68 | 0.9 | 1 | 10 | 10 | 84818081 | 506100 00001 | 506100 00010
506101 | MANIFOLDS | BALL VALVES | AC 622N V.SF.SQ.B/R 1"C/T+BOC | NO | BALL VALVES | 91.76 | 0.69 | 1 | 10 | 10 | 84818081 | 506101 00001 | 506101 00010
506104 | MANIFOLDS | BALL VALVES | AC 622N V.SF.DIR.B/R 1"S/T+BOC | NO | BALL VALVES | 58.2 | 0.53 | 1 | 30 | 30 | 74122000 | 506104 00001 | 506104 00030
506105 | MANIFOLDS | BALL VALVES | AC 622N V.SF.SQ.B/R 1"S/T+BOC | NO | BALL VALVES | 76.28 | 0.57 | 1 | 30 | 30 | 74122000 | 506105 00001 | 506105 00030
506236 | MANIFOLDS | BALL VALVES | AC 658N 2 V.SFERA DIR R&B 1" | NO | BALL VALVES | 85.86 | 0.722 | 1 | 0 | 1 | 84818081 | 506236 00001 | 506236 00001
506237 | MANIFOLDS | BALL VALVES | AC 669N 2 V.SFERA DIR&SQ R&B 1 | NO | BALL VALVES | 104.9 | 0.954 | 1 | 0 | 1 | 84818081 | 506237 00001 | 506237 00001
506239 | MANIFOLDS | BALL VALVES | KIT ACC.COLLETTORI 1"VALV.DIR | NO | BALL VALVES | 137.51 | 2 | 1 | 8 | 8 | 84818081 | 506239 00001 | 506239 00008
506298 | MANIFOLDS | BALL VALVES | AC 684 COPPIA VALV.SF.SQ.1"B&R | NO | BALL VALVES | 76.75 | 1.004 | 3 | 8 | 24 | 74122000 | 506298 00003 | 506298 00024
506404 | MANIFOLDS | BALL VALVES | AC 655N 2X V.SFERA+BOC.DN15 RB | NO | BALL VALVES | 29.27 | 0.44 | 6 | 8 | 48 | 84818081 | 506404 00006 | 506404 00048
506405 | MANIFOLDS | BALL VALVES | AC 655N 2X V.SFERA+BOC.DN20 RB | NO | BALL VALVES | 43.3 | 0.755 | 5 | 4 | 20 | 84818081 | 506405 00005 | 506405 00020
506406 | MANIFOLDS | BALL VALVES | AC 655N 2X V.SFERA+BOC.DN25 RB | NO | BALL VALVES | 58.75 | 0.908 | 2 | 8 | 16 | 84818081 | 506406 00002 | 506406 00016
506407 | MANIFOLDS | BALL VALVES | AC 655N 2X V.SFERA+BOC.DN32 RB | NO | BALL VALVES | 116.88 | 1.69 | 2 | 4 | 8 | 84818081 | 506407 00002 | 506407 00008
506408 | MANIFOLDS | BALL VALVES | AC 655N 2X V.SFERA+BOC.DN40 RB | NO | BALL VALVES | 178.11 | 2.778 | 1 | 8 | 8 | 84818081 | 506408 00001 | 506408 00008
508005 | MANIFOLDS | BALL VALVES | AC 682N CO.V.SF.SQ.1"FX1"M B&R | NO | BALL VALVES | 108.37 | 1.4 | 2 | 4 | 8 | 74122000 | 508005 00002 | 508005 00008
508006 | MANIFOLDS | BALL VALVES | AC682N KT VS.SQ.1"FX1"1/4M B&R | NO | BALL VALVES | 138.31 | 3.282 | 2 | 4 | 8 | 74122000 | 508006 00002 | 508006 00008
508010 | MANIFOLDS | BALL VALVES | AC 617I TERMOMETRO X VALV. SQ | NO | BALL VALVES | 7.12 | 0.015 | 50 | 8 | 400 | 90251900 | 508010 00050 | 508010 00400
520121 | MANIFOLDS | BALL VALVES | AC 683 KIT VALV.A SFERA DN25 | NO | BALL VALVES | 47.61 | 1.093 | 4 | 4 | 16 | 84818081 | 520121 00004 | 520121 00016
520132 | MANIFOLDS | BALL VALVES | KIT VALVOLE A SFERA 1" + BOCCH | NO | BALL VALVES | 92 | 1.439 | 1 | 12 | 12 | 84818081 | 520132 00001 | 520132 00012
520133 | MANIFOLDS | BALL VALVES | KIT VALVOLE A SF.1"1/4 + BOCCH | NO | BALL VALVES | 167.67 | 2.006 | 1 | 8 | 8 | 84818081 | 520133 00001 | 520133 00008
590002 | MANIFOLDS | BALL VALVES | V.SFERA 1"1/4FNPT X 1"1/2M ROS | NO | BALL VALVES | 45.12 | 0.338 | 7 | 8 | 56 | 84818081 | 590002 00007 | 590002 00056
590003 | MANIFOLDS | BALL VALVES | V.SFERA 1"1/4FNPT X 1"1/2M BLU | NO | BALL VALVES | 45.12 | 0.338 | 7 | 8 | 56 | 84818081 | 590003 00007 | 590003 00056
590004 | MANIFOLDS | BALL VALVES | V.SFERA 1 F NPT X 1 1/4M ROSSA | NO | BALL VALVES | 28.65 | 0.414 | 10 | 4 | 40 | 84818081 | 590004 00010 | 590004 00040
590005 | MANIFOLDS | BALL VALVES | V.SFERA 1 F NPT X 1 1/4M BLU | NO | BALL VALVES | 28.65 | 0.414 | 10 | 4 | 40 | 84818081 | 590005 00010 | 590005 00040
5201941 | MANIFOLDS | BALL VALVES | AC 654G V.SF 1"GIRXTR22 DEF.XL | NO | BALL VALVES | 28.23 | 0 | 8 | 4 | 32 | 84818081 | 5201941 00008 | 5201941 00032
5201951 | MANIFOLDS | BALL VALVES | AC 654G V.SF 1"GIRX3/4F DEF.XL | NO | BALL VALVES | 21.36 | 0.238 | 8 | 4 | 32 | 84818081 | 5201951 00008 | 5201951 00032
5201961 | MANIFOLDS | BALL VALVES | AC 654G V.SF 1"GIRX1"F DEF.XL | NO | BALL VALVES | 28.23 | 0.352 | 8 | 4 | 32 | 84818081 | 5201961 00008 | 5201961 00032
5201971 | MANIFOLDS | BALL VALVES | AC 654G V.SF 1"GIRX1"1/4 D.XL | NO | BALL VALVES | 35.12 | 0.384 | 8 | 4 | 32 | 84818081 | 5201971 00008 | 5201971 00032
501352N | MANIFOLDS | BALL VALVES | AC 635NR VAL.SFERA DN 15 ROSSA | NO | BALL VALVES | 11.51 | 0.139 | 12 | 8 | 96 | 84818081 | 501352N 00012 | 501352N 00096
501352NB | MANIFOLDS | BALL VALVES | AC 635NB VALV.SFERA DN 15 BLU | NO | BALL VALVES | 11.51 | 0.16 | 12 | 8 | 96 | 84818081 | 501352NB 00012 | 501352NB 00096
501353N | MANIFOLDS | BALL VALVES | AC 635NR V.SFERA DN 20 ROSSA | NO | BALL VALVES | 15.21 | 0.255 | 10 | 8 | 80 | 84818081 | 501353N 00010 | 501353N 00080
501353NB | MANIFOLDS | BALL VALVES | AC 635NB V.SFERA DN 20 BLU | NO | BALL VALVES | 15.21 | 0.232 | 10 | 8 | 80 | 84818081 | 501353NB 00010 | 501353NB 00080
501354N | MANIFOLDS | BALL VALVES | AC 635NR V.SFERA DN 25 ROSSA | NO | BALL VALVES | 21.64 | 0.374 | 6 | 8 | 48 | 84818081 | 501354N 00006 | 501354N 00048
501354NB | MANIFOLDS | BALL VALVES | AC 635NB V.SFERA DN 25 BLU | NO | BALL VALVES | 21.64 | 0.374 | 6 | 8 | 48 | 84818081 | 501354NB 00006 | 501354NB 00048
501418NB | MANIFOLDS | BALL VALVES | AC 636NB VALV. SFERA 1"F X 1"F | NO | BALL VALVES | 24.48 | 0.325 | 8 | 8 | 64 | 84818081 | 501418NB 00008 | 501418NB 00064
501418NR | MANIFOLDS | BALL VALVES | AC 636NR VALV. SFERA 1"F X 1"F | NO | BALL VALVES | 24.48 | 0.325 | 8 | 8 | 64 | 84818081 | 501418NR 00008 | 501418NR 00064
501455B | MANIFOLDS | BALL VALVES | AC 635NB VALV.SFERA DN 30 BLU | NO | BALL VALVES | 38.74 | 0.51 | 6 | 8 | 48 | 84818081 | 501455B 00006 | 501455B 00048
501480B | MANIFOLDS | BALL VALVES | V.DIR.3/4MX3/4F C/DADO B IV. | NO | BALL VALVES | 21.4 | 0.216 | 10 | 4 | 40 | 84818081 | 501480B 00010 | 501480B 00040
501480R | MANIFOLDS | BALL VALVES | V.DIR.3/4MX3/4F C/DADO R IV. | NO | BALL VALVES | 21.4 | 0.216 | 10 | 4 | 40 | 84818081 | 501480R 00010 | 501480R 00040
501901NR | MANIFOLDS | BALL VALVES | AC 659NR VALV.SF.SONDA F 3/4 | NO | BALL VALVES | 39.19 | 0.163 | 10 | 4 | 40 | 84818081 | 501901NR 00010 | 501901NR 00040
501905NB | MANIFOLDS | BALL VALVES | AC 636NB VAL.SFERA FXF DN20 | NO | BALL VALVES | 15.75 | 0.338 | 10 | 8 | 80 | 84818081 | 501905NB 00010 | 501905NB 00080
501905NR | MANIFOLDS | BALL VALVES | AC 636NR VAL.SFERA FXF DN20 | NO | BALL VALVES | 15.75 | 0.338 | 10 | 8 | 80 | 84818081 | 501905NR 00010 | 501905NR 00080
506257B | MANIFOLDS | BALL VALVES | AC 635BC V.SF. 1"1/2 BLU +BOC. | NO | BALL VALVES | 89.06 | 0.232 | 2 | 4 | 8 | 84818081 | 506257B 00002 | 506257B 00008
506257R | MANIFOLDS | BALL VALVES | AC 635RC V.SF.1"1/2 ROSSA +BOC | NO | BALL VALVES | 89.06 | 0.232 | 2 | 4 | 8 | 84818081 | 506257R 00002 | 506257R 00008
506299NB | MANIFOLDS | BALL VALVES | AC 636NB VALV. SFERA FF 1" 1/4 | NO | BALL VALVES | 36.27 | 0.454 | 8 | 8 | 64 | 84818081 | 506299NB 00008 | 506299NB 00064
506299NR | MANIFOLDS | BALL VALVES | AC 636NR VALV. SFERA FF 1" 1/4 | NO | BALL VALVES | 36.27 | 0.454 | 8 | 8 | 64 | 84818081 | 506299NR 00008 | 506299NR 00064
506400B | MANIFOLDS | BALL VALVES | AC 654NB V. SFERA + BOC. DN15 | NO | BALL VALVES | 14.97 | 0.206 | 12 | 8 | 96 | 84818081 | 506400B 00012 | 506400B 00096
506400R | MANIFOLDS | BALL VALVES | AC 654NR V. SFERA + BOC. DN15 | NO | BALL VALVES | 14.97 | 0.206 | 12 | 8 | 96 | 84818081 | 506400R 00012 | 506400R 00096
506401B | MANIFOLDS | BALL VALVES | AC 654NB V. SFERA + BOC. DN20 | NO | BALL VALVES | 21.58 | 0.363 | 8 | 8 | 64 | 84818081 | 506401B 00008 | 506401B 00064
506401R | MANIFOLDS | BALL VALVES | AC 654NR V. SFERA + BOC. DN20 | NO | BALL VALVES | 21.58 | 0.363 | 8 | 8 | 64 | 84818081 | 506401R 00008 | 506401R 00064
506402B | MANIFOLDS | BALL VALVES | AC 654NB V. SFERA + BOC. DN25 | NO | BALL VALVES | 29.3 | 0.56 | 6 | 8 | 48 | 84818081 | 506402B 00006 | 506402B 00048
506402R | MANIFOLDS | BALL VALVES | AC 654NR V. SFERA + BOC. DN25 | NO | BALL VALVES | 29.3 | 0.544 | 6 | 8 | 48 | 84818081 | 506402R 00006 | 506402R 00048
506403B | MANIFOLDS | BALL VALVES | AC 654NB V. SFERA + BOC. DN32 | NO | BALL VALVES | 58.43 | 0.88 | 3 | 8 | 24 | 84818081 | 506403B 00003 | 506403B 00024
506403R | MANIFOLDS | BALL VALVES | AC 654NR V. SFERA + BOC. DN32 | NO | BALL VALVES | 58.43 | 0.88 | 3 | 8 | 24 | 84818081 | 506403R 00003 | 506403R 00024
508000NB | MANIFOLDS | BALL VALVES | AC 643NB VALV.SF.SQ. 3/4FX1"M | NO | BALL VALVES | 26.44 | 0.323 | 8 | 8 | 64 | 74122000 | 508000NB 00008 | 508000NB 00064
508000NR | MANIFOLDS | BALL VALVES | AC 643NR VALV.SF.SQ. 3/4FX1"M | NO | BALL VALVES | 26.44 | 0.323 | 8 | 8 | 64 | 74122000 | 508000NR 00008 | 508000NR 00064
508001NB | MANIFOLDS | BALL VALVES | AC 643NB VAL.SF.SQ. 1"FX1"1/4M | NO | BALL VALVES | 35.81 | 0.502 | 5 | 8 | 40 | 74122000 | 508001NB 00005 | 508001NB 00040
508001NR | MANIFOLDS | BALL VALVES | AC 643NR VAL.SF.SQ. 1"FX1"1/4M | NO | BALL VALVES | 35.81 | 0.502 | 5 | 8 | 40 | 74122000 | 508001NR 00005 | 508001NR 00040
508002NB | MANIFOLDS | BALL VALVES | AC 643NB V.SF.SQ. 1"F X 1"1/2M | NO | BALL VALVES | 39.67 | 0.508 | 8 | 4 | 32 | 74122000 | 508002NB 00008 | 508002NB 00032
508002NR | MANIFOLDS | BALL VALVES | AC 643NR V.SF.SQ. 1"F X 1"1/2M | NO | BALL VALVES | 39.67 | 0.508 | 8 | 4 | 32 | 74122000 | 508002NR 00008 | 508002NR 00032
508003NB | MANIFOLDS | BALL VALVES | AC 676NB VALV.SF.SQ. 3/4FX3/4F | NO | BALL VALVES | 24.84 | 0 | 8 | 8 | 64 | 74122000 | 508003NB 00008 | 508003NB 00064
508003NR | MANIFOLDS | BALL VALVES | AC 676NR VALV.SF.SQ. 3/4FX3/4F | NO | BALL VALVES | 24.84 | 0 | 8 | 8 | 64 | 74122000 | 508003NR 00008 | 508003NR 00064
508005ST | MANIFOLDS | BALL VALVES | AC 682N C.VS.SQ.1"FX1"M B&R ST | NO | BALL VALVES | 94.13 | 2.715 | 2 | 4 | 8 | 74122000 | 508005ST 00002 | 508005ST 00008
508006ST | MANIFOLDS | BALL VALVES | AC682N K VSQ.1"FX1"1/4M B&R ST | NO | BALL VALVES | 124.07 | 1.54 | 2 | 4 | 8 | 74122000 | 508006ST 00002 | 508006ST 00008
508007NB | MANIFOLDS | BALL VALVES | AC 676NB VAL.SF.SQ. 1 FX1 F | NO | BALL VALVES | 35.89 | 0 | 8 | 8 | 64 | 74122000 | 508007NB 00008 | 508007NB 00064
508007NR | MANIFOLDS | BALL VALVES | AC 676NR VAL.SF.SQ. 1 FX1 F | NO | BALL VALVES | 35.89 | 0 | 8 | 8 | 64 | 74122000 | 508007NR 00008 | 508007NR 00064
590002F | MANIFOLDS | BALL VALVES | V.SF1"1/4FNPT X 1"1/2M ROS BOC | NO | BALL VALVES | 60.35 | 0.6 | 4 | 8 | 32 | 84818081 | 590002F 00004 | 590002F 00032
590003F | MANIFOLDS | BALL VALVES | V.SF1"1/4FNPT X 1"1/2M BLU BOC | NO | BALL VALVES | 60.35 | 0.6 | 4 | 8 | 32 | 84818081 | 590003F 00004 | 590003F 00032
590004F | MANIFOLDS | BALL VALVES | V.SF1 F NPT X 1 1/4M ROSSA BOC | NO | BALL VALVES | 36.8 | 0.574 | 10 | 4 | 40 | 84818081 | 590004F 00010 | 590004F 00040
590005F | MANIFOLDS | BALL VALVES | V.SF1 F NPT X 1 1/4M BLU BOC | NO | BALL VALVES | 36.8 | 0.574 | 10 | 0 | 10 | 84818081 | 590005F 00010 | 590005F 00010
506210 | MANIFOLDS | BALL VALVES | VZS 00 V. ZONA SF. 2 VIE 3/4 | NX | MOTORIZED BALL VALVES | 48.66 | 0.4 | 1 | 32 | 32 | 85098000 | 506210 00001 | 506210 00032
506211 | MANIFOLDS | BALL VALVES | VZS 00 V. ZONA SF. 2 VIE 1" | NX | MOTORIZED BALL VALVES | 61.99 | 0.6 | 1 | 32 | 32 | 85098000 | 506211 00001 | 506211 00032
506212 | MANIFOLDS | BALL VALVES | VZS 00 V. ZONA SF. 2 VIE 1"1/4 | NX | MOTORIZED BALL VALVES | 85.47 | 0.901 | 1 | 32 | 32 | 85098000 | 506212 00001 | 506212 00032
506220 | MANIFOLDS | BALL VALVES | VZS 10 V. ZONA SF. 3 VIE 3/4 | NX | MOTORIZED BALL VALVES | 84.76 | 0.7 | 1 | 0 | 1 | 85098000 | 506220 00001 | 506220 00001
506221 | MANIFOLDS | BALL VALVES | VZS 10 V. ZONA SF. 3 VIE 1" | NX | MOTORIZED BALL VALVES | 115.08 | 1.3 | 1 | 4 | 4 | 85098000 | 506221 00001 | 506221 00004
506222 | MANIFOLDS | BALL VALVES | VZS 05 V. ZONA SF. 2 VIE 3/4 M | NX | MOTORIZED BALL VALVES | 63.29 | 0.4 | 1 | 32 | 32 | 85098000 | 506222 00001 | 506222 00032
506223 | MANIFOLDS | BALL VALVES | VZS 05 V. ZONA SF. 2 VIE 1" M | NX | MOTORIZED BALL VALVES | 82.26 | 0.4 | 1 | 32 | 32 | 85098000 | 506223 00001 | 506223 00032
506224 | MANIFOLDS | BALL VALVES | VZS 05 V. ZONA SF.2 VIE 1"1/4M | NX | MOTORIZED BALL VALVES | 122.29 | 0.4 | 1 | 8 | 8 | 85098000 | 506224 00001 | 506224 00008
506230 | MANIFOLDS | BALL VALVES | VZS 20 V.Z.SF.3V+BY.INT.20 3/4 | NX | MOTORIZED BALL VALVES | 125.83 | 1.1 | 1 | 0 | 1 | 85098000 | 506230 00001 | 506230 00001
506231 | MANIFOLDS | BALL VALVES | VZS 20 V.Z.SF.3V+BY.INT.20 1" | NX | MOTORIZED BALL VALVES | 173.24 | 1.88 | 1 | 0 | 1 | 85098000 | 506231 00001 | 506231 00001
506232 | MANIFOLDS | BALL VALVES | VZS 25 V.Z.SF.3V+BY. 3/4 | NX | MOTORIZED BALL VALVES | 128.47 | 1.03 | 1 | 0 | 1 | 85098000 | 506232 00001 | 506232 00001
506233 | MANIFOLDS | BALL VALVES | VZS 25 V.Z.SF.3V+BY. 1" | NX | MOTORIZED BALL VALVES | 158.47 | 1.73 | 1 | 0 | 1 | 85098000 | 506233 00001 | 506233 00001
506230L | MANIFOLDS | BALL VALVES | VZS 21 V.Z.SF.3V+BY.INT.25 3/4 | NX | MOTORIZED BALL VALVES | 133.54 | 0 | 1 | 0 | 1 | 85098000 | 506230L 00001 | 506230L 00001
506231L | MANIFOLDS | BALL VALVES | VZS 21 V.Z.SF.3V+BY.INT.25 1" | NX | MOTORIZED BALL VALVES | 179.65 | 1.66 | 1 | 0 | 1 | 85098000 | 506231L 00001 | 506231L 00001
550700 | MANIFOLDS | MOTORIZED BALL VALVES | VZ 00 VALVOLA ZONA 3/4 INT.200 | NY | PISTON BALL VALVES | 89.55 | 1.197 | 1 | 10 | 10 | 84818059 | 550700 00001 | 550700 00010
550702 | MANIFOLDS | MOTORIZED BALL VALVES | VZ 20 VALVOLA ZONA PISTONE 3/4 | NY | PISTON BALL VALVES | 45.99 | 0.572 | 2 | 8 | 16 | 84818059 | 550702 00002 | 550702 00016
550703 | MANIFOLDS | MOTORIZED BALL VALVES | VZ 20 VALVOLA ZONA A PISTONE 1 | NY | PISTON BALL VALVES | 46.27 | 0.608 | 2 | 8 | 16 | 84818059 | 550703 00002 | 550703 00016
550705 | MANIFOLDS | MOTORIZED BALL VALVES | VZ 20 VALVOLA ZONA 3/4 | NY | PISTON BALL VALVES | 77.64 | 1.043 | 1 | 10 | 10 | 84818059 | 550705 00001 | 550705 00010
550706 | MANIFOLDS | MOTORIZED BALL VALVES | VZ 20 VALVOLA ZONA 1" | NY | PISTON BALL VALVES | 77.64 | 1.0408 | 1 | 10 | 10 | 84818059 | 550706 00001 | 550706 00010
550710 | MANIFOLDS | MOTORIZED BALL VALVES | VZ 30 VALVOLA ZONA 3/4 X 1/2 | NY | PISTON BALL VALVES | 46.88 | 0.675 | 1 | 32 | 32 | 84818059 | 550710 00001 | 550710 00032
550711 | MANIFOLDS | MOTORIZED BALL VALVES | VZ 30 VALVOLA ZONA 1" X 1/2 | NY | PISTON BALL VALVES | 47.17 | 0.671 | 1 | 32 | 32 | 84818059 | 550711 00001 | 550711 00032
550715 | MANIFOLDS | MOTORIZED BALL VALVES | VZ 00 VALVOLA ZONA 1" INT.200 | NY | PISTON BALL VALVES | 92.1 | 1.271 | 1 | 10 | 10 | 84818059 | 550715 00001 | 550715 00010
550715P80 | MANIFOLDS | MOTORIZED BALL VALVES | VZ 00 VALVOLA ZONA 1" INT.200 | NY | PISTON BALL VALVES | 92.1 | 1.271 | 1 | 25 | 25 | 84818059 | 550715P80 00001 | 550715P80 00025
506166 | MANIFOLDS | ELECTRIC MOTORS | AVZS 02 SERV.EL.VALV.ZONA SF.2 | NN | ELECTRIC MOTORS FOR VSF | 141.82 | 0.415 | 1 | 8 | 8 | 85098000 | 506166 00001 | 506166 00008
506241 | MANIFOLDS | ELECTRIC MOTORS | AVZS 00 MOTORE X VZS 230V -50" | NN | ELECTRIC MOTORS FOR VSF | 178.16 | 0.498 | 1 | 0 | 1 | 85098000 | 506241 00001 | 506241 00001
506242 | MANIFOLDS | ELECTRIC MOTORS | AVZS 10 MOT.X VZS C/S 24V -50" | NN | ELECTRIC MOTORS FOR VSF | 190.26 | 0.529 | 1 | 0 | 1 | 85098000 | 506242 00001 | 506242 00001
506243 | MANIFOLDS | ELECTRIC MOTORS | AVZS 10 MOT.X VZS C/S 230V-50" | NN | ELECTRIC MOTORS FOR VSF | 189.32 | 0.513 | 2 | 4 | 8 | 85098000 | 506243 00002 | 506243 00008
506240V | MANIFOLDS | ELECTRIC MOTORS | AVZS 01 MOTORE X VZS 24V -25" | NN | ELECTRIC MOTORS FOR VSF | 168.08 | 0.514 | 1 | 1 | 1 | 85098000 | 506240V 00001 | 506240V 00001
506241V | MANIFOLDS | ELECTRIC MOTORS | AVZS 01 MOTORE X VZS 230V -25" | NN | ELECTRIC MOTORS FOR VSF | 188.54 | 0.5 | 1 | 1 | 1 | 85098000 | 506241V 00001 | 506241V 00001
506242V | MANIFOLDS | ELECTRIC MOTORS | AVZS 11 MOT.X VZS C/S 24V -25" | NN | ELECTRIC MOTORS FOR VSF | 192.45 | 0.175 | 1 | 0 | 1 | 85098000 | 506242V 00001 | 506242V 00001
506243V | MANIFOLDS | ELECTRIC MOTORS | AVZS 11 MOT.X VZS C/S 230V-25" | NN | ELECTRIC MOTORS FOR VSF | 190.08 | 0.505 | 1 | 8 | 8 | 85098000 | 506243V 00001 | 506243V 00008
GIU-90 | RADIANT SYSTEMS | RADIANT SYSTEM ACCESSORIES | GIUNTO DILATAZIONE H 90 | HP | UNDERFLOOR HEATING ACCESSORIES | 11.23 | 0.082 | 2 | 0 | 2 | 39219090 | GIU-90 00002 | GIU-90 00002
ADD-10M | RADIANT SYSTEMS | RADIANT SYSTEM ACCESSORIES | ADDITIVO MASSETTI 10 L | HP | UNDERFLOOR HEATING ACCESSORIES | 4.746 | 1.06 | 10 | 0 | 10 | 38244000 | ADD-10M 00010 | ADD-10M 00010
BIN-10B | RADIANT SYSTEMS | RADIANT SYSTEM ACCESSORIES | BINARIO + BIAD P.25 TUBO D.10 | HP | UNDERFLOOR HEATING ACCESSORIES | 4.125 | 0.175 | 32 | 0 | 32 | 39162000 | BIN-10B 00032 | BIN-10B 00032
BIN-17B | RADIANT SYSTEMS | RADIANT SYSTEM ACCESSORIES | BINARIO+BIADES P.50 X D.16-17 | HP | UNDERFLOOR HEATING ACCESSORIES | 3.921 | 0.18 | 2 | 16 | 32 | 39162000 | BIN-17B 00002 | BIN-17B 00032
BIN-20B50 | RADIANT SYSTEMS | RADIANT SYSTEM ACCESSORIES | BINARIO + BIADES P.50 TUBO D.2 | HP | UNDERFLOOR HEATING ACCESSORIES | 4.701 | 0.2875 | 2 | 16 | 32 | 39162000 | BIN-20B50 00002 | BIN-20B50 00032
BIN-25B50 | RADIANT SYSTEMS | RADIANT SYSTEM ACCESSORIES | BINARIO + BIAD P.50 TUBO D.25 | HP | UNDERFLOOR HEATING ACCESSORIES | 6.79 | 0.37 | 2 | 16 | 32 | 39162000 | BIN-25B50 00002 | BIN-25B50 00032
BU-100 | RADIANT SYSTEMS | RADIANT SYSTEM ACCESSORIES | BARR UMIDITA' 2X50 MT | HP | UNDERFLOOR HEATING ACCESSORIES | 2.552 | 0.18966 | 100 | 0 | 100 | 39191080 | BU-100 00100 | BU-100 00100
BU-100BIO | RADIANT SYSTEMS | RADIANT SYSTEM ACCESSORIES | TAPPETINO BIO 10X1 MT SP.3MM | HP | UNDERFLOOR HEATING ACCESSORIES | 29.26 | 0 | 10 | 0 | 10 | 0 | BU-100BIO 00010 | BU-100BIO 00010
CLIP03 | RADIANT SYSTEMS | RADIANT SYSTEM ACCESSORIES | CLIP FISSARETE 75 MM | HP | UNDERFLOOR HEATING ACCESSORIES | 0.273 | 0.004 | 100 | 0 | 100 | 39174000 | CLIP03 00100 | CLIP03 00100
CLIP17F3 | RADIANT SYSTEMS | RADIANT SYSTEM ACCESSORIES | CLIP MAN F 2-3 TUBO D.16-17 | HP | UNDERFLOOR HEATING ACCESSORIES | 0.356 | 0.005 | 100 | 0 | 100 | 39174000 | CLIP17F3 00100 | CLIP17F3 00100
CLIP20 | RADIANT SYSTEMS | RADIANT SYSTEM ACCESSORIES | CLIP MAN TUBO D.<20 | HP | UNDERFLOOR HEATING ACCESSORIES | 0.166 | 0.0016 | 100 | 0 | 100 | 39174000 | CLIP20 00100 | CLIP20 00100
CLIP2025F8 | RADIANT SYSTEMS | RADIANT SYSTEM ACCESSORIES | CLIP MAN F 3-8 TUBO D.20-25 | HP | UNDERFLOOR HEATING ACCESSORIES | 0.463 | 0.0102 | 100 | 0 | 100 | 39174000 | CLIP2025F8 00100 | CLIP2025F8 00100
CLIP20AUT | RADIANT SYSTEMS | RADIANT SYSTEM ACCESSORIES | CLIP AUTOM TUBO D.<20 | HP | UNDERFLOOR HEATING ACCESSORIES | 0.214 | 0.0023 | 100 | 0 | 100 | 39174000 | CLIP20AUT 00100 | CLIP20AUT 00100
CLIP20F3 | RADIANT SYSTEMS | RADIANT SYSTEM ACCESSORIES | CLIP MAN F 2-3 TUBO D.20 | HP | UNDERFLOOR HEATING ACCESSORIES | 0.356 | 0.00482 | 100 | 0 | 100 | 39174000 | CLIP20F3 00100 | CLIP20F3 00100
CLIP25F6 | RADIANT SYSTEMS | RADIANT SYSTEM ACCESSORIES | CLIP MAN F 3-6 TUBO D.25 | HP | UNDERFLOOR HEATING ACCESSORIES | 0.38 | 0.011 | 100 | 0 | 100 | 39174000 | CLIP25F6 00100 | CLIP25F6 00100
FAS-080L | RADIANT SYSTEMS | RADIANT SYSTEM ACCESSORIES | FASCIA PERIM H 80 SP 6+BAND AD | HP | UNDERFLOOR HEATING ACCESSORIES | 3.887 | 0.0913 | 25 | 0 | 25 | 39219090 | FAS-080L 00025 | FAS-080L 00025
FAS-150 | RADIANT SYSTEMS | RADIANT SYSTEM ACCESSORIES | FASCIA PERIM H 150 SP 8 A/PARZ | HP | UNDERFLOOR HEATING ACCESSORIES | 2.271 | 0.1 | 50 | 0 | 50 | 39219090 | FAS-150 00050 | FAS-150 00050
FAS-150SR | RADIANT SYSTEMS | RADIANT SYSTEM ACCESSORIES | FASCIA PERIM SOFF H 150 SP 3,3 | HP | UNDERFLOOR HEATING ACCESSORIES | 2.441 | 0 | 50 | 0 | 50 | 39219090 | FAS-150SR 00050 | FAS-150SR 00050
FAS-300 | RADIANT SYSTEMS | RADIANT SYSTEM ACCESSORIES | FASCIA PERIM H 300 SP10 A/PARZ | HP | UNDERFLOOR HEATING ACCESSORIES | 4.328 | 0.095 | 50 | 0 | 50 | 39219090 | FAS-300 00050 | FAS-300 00050
FIB-12 | RADIANT SYSTEMS | RADIANT SYSTEM ACCESSORIES | FIBRE RINFORZO MASSETTO L=12 | HP | UNDERFLOOR HEATING ACCESSORIES | 17.52 | 0.9 | 1 | 0 | 1 | 55034000 | FIB-12 00001 | FIB-12 00001
HD09 | RADIANT SYSTEMS | RADIANT SYSTEM ACCESSORIES | GRAFFATRICE AUTOM PER CLIP | HP | UNDERFLOOR HEATING ACCESSORIES | 461.77 | 3.6 | 1 | 0 | 1 | 82055980 | HD09 00001 | HD09 00001
ISOL-10 | RADIANT SYSTEMS | RADIANT SYSTEM ACCESSORIES | COIBENTAZ ISOL TUBO D.10 | HP | UNDERFLOOR HEATING ACCESSORIES | 1.266 | 0.024 | 2 | 0 | 2 | 39172190 | ISOL-10 00002 | ISOL-10 00002
ISOL-17 | RADIANT SYSTEMS | RADIANT SYSTEM ACCESSORIES | COIBENTAZ ISOL TUBO D.17 | HP | UNDERFLOOR HEATING ACCESSORIES | 1.627 | 0.0181 | 2 | 0 | 2 | 39172190 | ISOL-17 00002 | ISOL-17 00002
ISOL-20 | RADIANT SYSTEMS | RADIANT SYSTEM ACCESSORIES | COIBENTAZ ISOL TUBO D.20 | HP | UNDERFLOOR HEATING ACCESSORIES | 1.74 | 0.039 | 2 | 0 | 2 | 39172190 | ISOL-20 00002 | ISOL-20 00002
ISOL-25 | RADIANT SYSTEMS | RADIANT SYSTEM ACCESSORIES | COIBENTAZ ISOL TUBO D.25 | HP | UNDERFLOOR HEATING ACCESSORIES | 2.034 | 0.00883 | 2 | 0 | 2 | 39172190 | ISOL-25 00002 | ISOL-25 00002
ISOL-RACC | RADIANT SYSTEMS | RADIANT SYSTEM ACCESSORIES | NASTRO ISOLANTE ADES RACC PPSU | HP | UNDERFLOOR HEATING ACCESSORIES | 1.48 | 0.0164 | 10 | 0 | 10 | 39269097 | ISOL-RACC 00010 | ISOL-RACC 00010
ISOL-SOUND | RADIANT SYSTEMS | RADIANT SYSTEM ACCESSORIES | NASTRO ADESIVO TERMOACUSTICO | HP | UNDERFLOOR HEATING ACCESSORIES | 2.124 | 0 | 25 | 0 | 25 | 39269097 | ISOL-SOUND 00025 | ISOL-SOUND 00025
RE-100F3 | RADIANT SYSTEMS | RADIANT SYSTEM ACCESSORIES | RETE MAGLIA 100X100 FILO 3 | HP | UNDERFLOOR HEATING ACCESSORIES | 10.09 | 0.99 | 30 | 0 | 30 | 0 | RE-100F3 00030 | RE-100F3 00030
RE-50F2 | RADIANT SYSTEMS | RADIANT SYSTEM ACCESSORIES | RETE MAGLIA 050X050 FILO 2 | HP | UNDERFLOOR HEATING ACCESSORIES | 6.35 | 0.785 | 40 | 0 | 40 | 73144100 | RE-50F2 00040 | RE-50F2 00040
REGCU-17 | RADIANT SYSTEMS | RADIANT SYSTEM ACCESSORIES | REGGICURVE SOST TUBO D.16-17 | HP | UNDERFLOOR HEATING ACCESSORIES | 2.543 | 0.033 | 50 | 0 | 50 | 39174000 | REGCU-17 00050 | REGCU-17 00050
REGCU-20 | RADIANT SYSTEMS | RADIANT SYSTEM ACCESSORIES | REGGICURVE SOST TUBO D.20 | HP | UNDERFLOOR HEATING ACCESSORIES | 3.287 | 0.06 | 50 | 0 | 50 | 39174000 | REGCU-20 00050 | REGCU-20 00050
REGCU-25 | RADIANT SYSTEMS | RADIANT SYSTEM ACCESSORIES | REGGICURVE SOST TUBO D.25 | HP | UNDERFLOOR HEATING ACCESSORIES | 3.892 | 0.108 | 50 | 0 | 50 | 39174000 | REGCU-25 00050 | REGCU-25 00050
SOUND-09 | RADIANT SYSTEMS | RADIANT SYSTEM ACCESSORIES | MATERASS ACUSTICO SP 9 | HP | UNDERFLOOR HEATING ACCESSORIES | 14.41 | 0 | 65 | 0 | 65 | 39219090 | SOUND-09 00065 | SOUND-09 00065
FAST20-ORG | RADIANT SYSTEMS | RADIANT SYSTEM ACCESSORIES | PANN BUGN EPS200 H 20+25 | HU | INSULATION PANELS | 22.4 | 1.1161 | 17.92 | 0 | 17.92 | 39203000 | FAST20-ORG 17,92 | FAST20-ORG 17,92
FAST30-ORG | RADIANT SYSTEMS | RADIANT SYSTEM ACCESSORIES | PANN BUGN EPS200 H 30+25 | HU | INSULATION PANELS | 26.9 | 1.4434 | 13.44 | 0 | 13.44 | 39203000 | FAST30-ORG 13,44 | FAST30-ORG 13,44
FAST40-ORG | RADIANT SYSTEMS | RADIANT SYSTEM ACCESSORIES | PANN BUGN EPS200 H 40+25 | HU | INSULATION PANELS | 33.2 | 1.7857 | 11.2 | 0 | 11.2 | 39203000 | FAST40-ORG 011,2 | FAST40-ORG 011,2
FLAT20-ORG | RADIANT SYSTEMS | RADIANT SYSTEM ACCESSORIES | PANN PIANO EPS200 H 20 | HU | INSULATION PANELS | 24.1 | 0.81 | 29.12 | 0 | 29.12 | 39203000 | FLAT20-ORG 29,12 | FLAT20-ORG 29,12
FLAT30-ORG | RADIANT SYSTEMS | RADIANT SYSTEM ACCESSORIES | PANN PIANO EPS200 H 30 | HU | INSULATION PANELS | 28.3 | 1.36 | 19.04 | 0 | 19.04 | 39203000 | FLAT30-ORG 19,04 | FLAT30-ORG 19,04
FLAT40-ORG | RADIANT SYSTEMS | RADIANT SYSTEM ACCESSORIES | PANN PIANO EPS200 H 40 | HU | INSULATION PANELS | 36.7 | 1.362 | 14.56 | 0 | 14.56 | 39203000 | FLAT40-ORG 14,56 | FLAT40-ORG 14,56
GRAPH23 | RADIANT SYSTEMS | RADIANT SYSTEM ACCESSORIES | PANN TERMOF GRAF EPS150 H23+22 | HU | INSULATION PANELS | 36 | 1.634 | 15.68 | 0 | 15.68 | 39203000 | GRAPH23 15,68 | GRAPH23 15,68
GRAPH38 | RADIANT SYSTEMS | RADIANT SYSTEM ACCESSORIES | PANN TERMOF GRAF EPS150 H38+22 | HU | INSULATION PANELS | 44.1 | 1.8 | 11.2 | 0 | 11.2 | 39203000 | GRAPH38 011,2 | GRAPH38 011,2
GRAPH45 | RADIANT SYSTEMS | RADIANT SYSTEM ACCESSORIES | PANN TERMOF GRAF EPS150 H45+22 | HU | INSULATION PANELS | 49 | 2.282 | 10.08 | 0 | 10.08 | 39203000 | GRAPH45 10,08 | GRAPH45 10,08
GRAPH60 | RADIANT SYSTEMS | RADIANT SYSTEM ACCESSORIES | PANN TERMOF GRAF EPS150 H60+22 | HU | INSULATION PANELS | 57.5 | 3 | 7.84 | 0 | 7.84 | 39203000 | GRAPH60 07,84 | GRAPH60 07,84
INDUSTRY30 | RADIANT SYSTEMS | RADIANT SYSTEM ACCESSORIES | PANN PIANO ESTRUSO XPS300 H 30 | HU | INSULATION PANELS | 31.5 | 0 | 10.5 | 0 | 10.5 | 39203000 | INDUSTRY30 010,5 | INDUSTRY30 010,5
INDUSTRY40 | RADIANT SYSTEMS | RADIANT SYSTEM ACCESSORIES | PANN PIANO ESTRUSO XPS300 H 40 | HU | INSULATION PANELS | 42 | 2.28 | 7.5 | 0 | 7.5 | 39203000 | INDUSTRY40 007,5 | INDUSTRY40 007,5
INDUSTRY50 | RADIANT SYSTEMS | RADIANT SYSTEM ACCESSORIES | PANN PIANO ESTRUSO XPS500 H 50 | HU | INSULATION PANELS | 51.25 | 0 | 6 | 0 | 6 | 39203000 | INDUSTRY50 00006 | INDUSTRY50 00006
METAL-AF | RADIANT SYSTEMS | RADIANT SYSTEM ACCESSORIES | METAL ATTIVO FORATO 60X60 | HU | INSULATION PANELS | 276.1 | 5 | 0.36 | 0 | 0.36 | 39211100 | METAL-AF 00,36 | METAL-AF 00,36
METAL-AL | RADIANT SYSTEMS | RADIANT SYSTEM ACCESSORIES | METAL ATTIVO LISCIO 60X60 | HU | INSULATION PANELS | 266.8 | 5 | 0.36 | 0 | 0.36 | 39211100 | METAL-AL 00,36 | METAL-AL 00,36
METAL-PF | RADIANT SYSTEMS | RADIANT SYSTEM ACCESSORIES | METAL PASSIVO FORATO 60X60 | HU | INSULATION PANELS | 276.1 | 5 | 0.36 | 0 | 0.36 | 39211100 | METAL-PF 00,36 | METAL-PF 00,36
METAL-PL | RADIANT SYSTEMS | RADIANT SYSTEM ACCESSORIES | METAL PASSIVO LISCIO 60X60 | HU | INSULATION PANELS | 266.8 | 5 | 0.36 | 0 | 0.36 | 39211100 | METAL-PL 00,36 | METAL-PL 00,36
MINIGRAPH5 | RADIANT SYSTEMS | RADIANT SYSTEM ACCESSORIES | PANN TERMOF GRAF EPS400 H 5+22 | HU | INSULATION PANELS | 30.24 | 1.142 | 15.68 | 0 | 15.68 | 39203000 | MINIGRAPH5 15,68 | MINIGRAPH5 15,68
SLIM22 | RADIANT SYSTEMS | RADIANT SYSTEM ACCESSORIES | PELL TERMOF ADESIVA H 22 S/IS. | HU | INSULATION PANELS | 43.4 | 1.666 | 10.56 | 0 | 10.56 | 39211100 | SLIM22 10,56 | SLIM22 10,56
THERM10 | RADIANT SYSTEMS | RADIANT SYSTEM ACCESSORIES | PANN TERMOF EPS200 H 10+22 | HU | INSULATION PANELS | 22.7 | 1.071 | 24.64 | 0 | 24.64 | 39203000 | THERM10 24,64 | THERM10 24,64
THERM20 | RADIANT SYSTEMS | RADIANT SYSTEM ACCESSORIES | PANN TERMOF EPS150 H 20+22 | HU | INSULATION PANELS | 25.5 | 1.48 | 17.92 | 0 | 17.92 | 39203000 | THERM20 17,92 | THERM20 17,92
THERM30 | RADIANT SYSTEMS | RADIANT SYSTEM ACCESSORIES | PANN TERMOF EPS150 H 30+22 | HU | INSULATION PANELS | 29 | 1.6 | 13.44 | 0 | 13.44 | 39203000 | THERM30 13,44 | THERM30 13,44
TOP-A1006 | RADIANT SYSTEMS | RADIANT SYSTEM ACCESSORIES | TOPCLIMA ATTIVO 100X60 | HU | INSULATION PANELS | 143 | 13.91 | 0.6 | 0 | 0.6 | 39211100 | TOP-A1006 000,6 | TOP-A1006 000,6
TOP-A1012 | RADIANT SYSTEMS | RADIANT SYSTEM ACCESSORIES | TOPCLIMA ATTIVO 100X120 | HU | INSULATION PANELS | 143 | 14 | 1.2 | 0 | 1.2 | 39211100 | TOP-A1012 001,2 | TOP-A1012 001,2
TOP-A2006 | RADIANT SYSTEMS | RADIANT SYSTEM ACCESSORIES | TOPCLIMA ATTIVO 200X60 | HU | INSULATION PANELS | 143 | 14 | 1.2 | 0 | 1.2 | 39211100 | TOP-A2006 001,2 | TOP-A2006 001,2
TOP-A2012 | RADIANT SYSTEMS | RADIANT SYSTEM ACCESSORIES | TOPCLIMA ATTIVO 200X120 | HU | INSULATION PANELS | 143 | 14.25 | 2.4 | 0 | 2.4 | 39211100 | TOP-A2012 002,4 | TOP-A2012 002,4
TOP-P2012 | RADIANT SYSTEMS | RADIANT SYSTEM ACCESSORIES | TOPCLIMA PASSIVO 200X120 | HU | INSULATION PANELS | 143 | 15.41 | 2.4 | 0 | 2.4 | 39211100 | TOP-P2012 002,4 | TOP-P2012 002,4
500692 | RADIANT SYSTEMS | RADIANT SYSTEM ACCESSORIES | RACCORDO DIR D.8-10 1/8 | IX | BRASS PUSH FITTING FOR RADIANT PANELS | 5.8 | 0.037 | 30 | 4 | 120 | 74122000 | 500692 00030 | 500692 00120
ATR01-PPSU | RADIANT SYSTEMS | RADIANT SYSTEM ACCESSORIES | PINZA SVASAMENTO | IX | BRASS PUSH FITTING FOR RADIANT PANELS | 571.78 | 0.945 | 1 | 0 | 1 | 82032000 | ATR01-PPSU 00001 | ATR01-PPSU 00001
ATR02-PPSU | RADIANT SYSTEMS | RADIANT SYSTEM ACCESSORIES | TELAIO ESPANSIONE 10X1,3 | IX | BRASS PUSH FITTING FOR RADIANT PANELS | 205.83 | 0.12 | 1 | 0 | 1 | 82032000 | ATR02-PPSU 00001 | ATR02-PPSU 00001
ATR03-PPSU | RADIANT SYSTEMS | RADIANT SYSTEM ACCESSORIES | ESPANSORE MULTISTRATO 20X2 | IX | BRASS PUSH FITTING FOR RADIANT PANELS | 205.83 | 0.122 | 1 | 0 | 1 | 82032000 | ATR03-PPSU 00001 | ATR03-PPSU 00001
ATR04-PPSU | RADIANT SYSTEMS | RADIANT SYSTEM ACCESSORIES | PINZA SERRAGGIO | IX | BRASS PUSH FITTING FOR RADIANT PANELS | 377.37 | 1.448 | 1 | 0 | 1 | 82032000 | ATR04-PPSU 00001 | ATR04-PPSU 00001
ATR05-PPSU | RADIANT SYSTEMS | RADIANT SYSTEM ACCESSORIES | COPPIE DI PINZE MECC.T.10X1,3 | IX | BRASS PUSH FITTING FOR RADIANT PANELS | 205.83 | 0.352 | 1 | 0 | 1 | 82032000 | ATR05-PPSU 00001 | ATR05-PPSU 00001
ATR06-PPSU | RADIANT SYSTEMS | RADIANT SYSTEM ACCESSORIES | COPPIE DI PINZE MECC.T.20X2 | IX | BRASS PUSH FITTING FOR RADIANT PANELS | 162.99 | 0.384 | 1 | 0 | 1 | 82032000 | ATR06-PPSU 00001 | ATR06-PPSU 00001
ATR07-PPSU | RADIANT SYSTEMS | RADIANT SYSTEM ACCESSORIES | PINZA SVASAMENTO BATTERIA | IX | BRASS PUSH FITTING FOR RADIANT PANELS | 4112.65 | 8 | 1 | 0 | 1 | 82032000 | ATR07-PPSU 00001 | ATR07-PPSU 00001
PPSU1RV | RADIANT SYSTEMS | RADIANT SYSTEM ACCESSORIES | PPSU RACCORDO DRITTO 20-20 | IX | BRASS PUSH FITTING FOR RADIANT PANELS | 6.37 | 0.016 | 10 | 0 | 10 | 39174000 | PPSU1RV 00010 | PPSU1RV 00010
PPSU2RV | RADIANT SYSTEMS | RADIANT SYSTEM ACCESSORIES | PPSU RACCORDO DRITTO 10-10 | IX | BRASS PUSH FITTING FOR RADIANT PANELS | 1.97 | 0.03 | 10 | 0 | 10 | 39174000 | PPSU2RV 00010 | PPSU2RV 00010
PPSU3RV | RADIANT SYSTEMS | RADIANT SYSTEM ACCESSORIES | PPSU RACCORDO A T 20-20-20 | IX | BRASS PUSH FITTING FOR RADIANT PANELS | 9.44 | 0.025 | 10 | 0 | 10 | 39174000 | PPSU3RV 00010 | PPSU3RV 00010
PPSU4RV | RADIANT SYSTEMS | RADIANT SYSTEM ACCESSORIES | PPSU RACCORDO A T 20-10-20 | IX | BRASS PUSH FITTING FOR RADIANT PANELS | 7.06 | 0.018 | 10 | 0 | 10 | 39174000 | PPSU4RV 00010 | PPSU4RV 00010
PPSU5RV | RADIANT SYSTEMS | RADIANT SYSTEM ACCESSORIES | PPSU CROCE 20-10-20-10 | IX | BRASS PUSH FITTING FOR RADIANT PANELS | 12.97 | 0.018 | 10 | 0 | 10 | 39174000 | PPSU5RV 00010 | PPSU5RV 00010
PPSU6RV | RADIANT SYSTEMS | RADIANT SYSTEM ACCESSORIES | PPSU GOMITO 20-10 | IX | BRASS PUSH FITTING FOR RADIANT PANELS | 6.37 | 0.0012 | 10 | 0 | 10 | 39174000 | PPSU6RV 00010 | PPSU6RV 00010
PPSU7RV | RADIANT SYSTEMS | RADIANT SYSTEM ACCESSORIES | PPSU ANELLO TENUTA R.MUL.20X2 | IX | BRASS PUSH FITTING FOR RADIANT PANELS | 2.017 | 0.0012 | 50 | 0 | 50 | 83024900 | PPSU7RV 00050 | PPSU7RV 00050
PPSU8RV | RADIANT SYSTEMS | RADIANT SYSTEM ACCESSORIES | PPSU ANEL.TENUTA RAC.P.10X1,3 | IX | BRASS PUSH FITTING FOR RADIANT PANELS | 1.104 | 0.01 | 50 | 0 | 50 | 39174000 | PPSU8RV 00050 | PPSU8RV 00050
PPSU9RV | RADIANT SYSTEMS | RADIANT SYSTEM ACCESSORIES | PPSU GOMITO 20-20 | IX | BRASS PUSH FITTING FOR RADIANT PANELS | 7.06 | 0.0018 | 10 | 0 | 10 | 39174000 | PPSU9RV 00010 | PPSU9RV 00010
500147 | RADIANT SYSTEMS | MIXING UNITS FOR MANIFOLDS | AC 664 KIT DUALMIX X POMPA 130 | NL | MIXING UNITS FOR MANIFOLDS | 187.23 | 1.66 | 1 | 6 | 6 | 84811099 | 500147 00001 | 500147 00006
500410 | RADIANT SYSTEMS | MIXING UNITS FOR MANIFOLDS | COMBI T 180 | NL | MIXING UNITS FOR MANIFOLDS | 528.5 | 4.8 | 1 | 0 | 1 | 84818051 | 500410 00001 | 500410 00001
500414 | RADIANT SYSTEMS | MIXING UNITS FOR MANIFOLDS | MULTIFLOOR IV E SX | NL | MIXING UNITS FOR MANIFOLDS | 392.47 | 1.754 | 1 | 0 | 1 | 84819000 | 500414 00001 | 500414 00001
500438 | RADIANT SYSTEMS | MIXING UNITS FOR MANIFOLDS | UM 01 UNIMIX | NL | MIXING UNITS FOR MANIFOLDS | 442.45 | 3.8 | 1 | 0 | 1 | 84818051 | 500438 00001 | 500438 00001
500454 | RADIANT SYSTEMS | MIXING UNITS FOR MANIFOLDS | COMBI T 130 | NL | MIXING UNITS FOR MANIFOLDS | 528.5 | 4.46 | 1 | 0 | 1 | 84818051 | 500454 00001 | 500454 00001
500456 | RADIANT SYSTEMS | MIXING UNITS FOR MANIFOLDS | AUM 01 COL. ALTA UNIMIX EK | NL | MIXING UNITS FOR MANIFOLDS | 189.63 | 1.54 | 1 | 0 | 1 | 84818051 | 500456 00001 | 500456 00001
500458 | RADIANT SYSTEMS | MIXING UNITS FOR MANIFOLDS | VITONE TERM. COMBIMIX TESTA | NL | MIXING UNITS FOR MANIFOLDS | 17.18 | 0.091 | 40 | 8 | 320 | 84819000 | 500458 00040 | 500458 00320
500527 | RADIANT SYSTEMS | MIXING UNITS FOR MANIFOLDS | AC 662 VALV.BIL. SIST. DUALMIX | NL | MIXING UNITS FOR MANIFOLDS | 26.22 | 0.369 | 2 | 32 | 64 | 84818039 | 500527 00002 | 500527 00064
500586 | RADIANT SYSTEMS | MIXING UNITS FOR MANIFOLDS | AUM 02 COL. ALTA UNIMIX EK | NL | MIXING UNITS FOR MANIFOLDS | 359.54 | 3.485 | 1 | 0 | 1 | 84818051 | 500586 00001 | 500586 00001
500897 | RADIANT SYSTEMS | MIXING UNITS FOR MANIFOLDS | UNIMIX-C + STANDARD PUMP | NL | MIXING UNITS FOR MANIFOLDS | 482.1 | 4.872 | 1 | 0 | 1 | 84818051 | 500897 00001 | 500897 00001
501728 | RADIANT SYSTEMS | MIXING UNITS FOR MANIFOLDS | COMBI M 130 | NL | MIXING UNITS FOR MANIFOLDS | 474.16 | 5.2 | 1 | 0 | 1 | 84818051 | 501728 00001 | 501728 00001
501729 | RADIANT SYSTEMS | MIXING UNITS FOR MANIFOLDS | COMBI M 180 | NL | MIXING UNITS FOR MANIFOLDS | 474.16 | 4.37 | 1 | 0 | 1 | 84818051 | 501729 00001 | 501729 00001
501805 | RADIANT SYSTEMS | MIXING UNITS FOR MANIFOLDS | AC 663 KIT RACC. SISTEMA DUAL | NL | MIXING UNITS FOR MANIFOLDS | 165.88 | 1.9647 | 1 | 8 | 8 | 74122000 | 501805 00001 | 501805 00008
501806 | RADIANT SYSTEMS | MIXING UNITS FOR MANIFOLDS | AC 663 KIT RACC.SISTEMA DUAL 2 | NL | MIXING UNITS FOR MANIFOLDS | 150.78 | 1.932 | 1 | 8 | 8 | 74122000 | 501806 00001 | 501806 00008
502001 | RADIANT SYSTEMS | MIXING UNITS FOR MANIFOLDS | KIT SCAMBIATORE X COMBI | NL | MIXING UNITS FOR MANIFOLDS | 678 | 5.112 | 1 | 0 | 1 | 0 | 502001 00001 | 502001 00001
502014 | RADIANT SYSTEMS | MIXING UNITS FOR MANIFOLDS | AU 03 KIT VALVOLE SFERA UNIMIX | NL | MIXING UNITS FOR MANIFOLDS | 101.82 | 1.156 | 3 | 4 | 12 | 74122000 | 502014 00003 | 502014 00012
502021 | RADIANT SYSTEMS | MIXING UNITS FOR MANIFOLDS | KIT SCAMBIATORE EQM | NL | MIXING UNITS FOR MANIFOLDS | 645 | 3.4 | 1 | 0 | 1 | 90321080 | 502021 00001 | 502021 00001
502100 | RADIANT SYSTEMS | MIXING UNITS FOR MANIFOLDS | CEP/03 EK | NL | MIXING UNITS FOR MANIFOLDS | 360.4 | 5 | 1 | 0 | 1 | 74122000 | 502100 00001 | 502100 00001
502103 | RADIANT SYSTEMS | MIXING UNITS FOR MANIFOLDS | CEP/02 EK | NL | MIXING UNITS FOR MANIFOLDS | 335.79 | 5.218 | 1 | 0 | 1 | 74122000 | 502103 00001 | 502103 00001
502105 | RADIANT SYSTEMS | MIXING UNITS FOR MANIFOLDS | CEP/021 EK COL. INT. | NL | MIXING UNITS FOR MANIFOLDS | 363.8 | 5.53 | 1 | 0 | 1 | 74122000 | 502105 00001 | 502105 00001
502106 | RADIANT SYSTEMS | MIXING UNITS FOR MANIFOLDS | CEP/031 EK COL. INT. | NL | MIXING UNITS FOR MANIFOLDS | 406.22 | 6.382 | 1 | 0 | 1 | 74122000 | 502106 00001 | 502106 00001
506075 | RADIANT SYSTEMS | MIXING UNITS FOR MANIFOLDS | AC 702 FLOORMIX | NL | MIXING UNITS FOR MANIFOLDS | 165.88 | 1.947 | 1 | 8 | 8 | 74122000 | 506075 00001 | 506075 00008
506184 | RADIANT SYSTEMS | MIXING UNITS FOR MANIFOLDS | AGBC11 COPPIA ISO.GR.BIL.COLL. | NL | MIXING UNITS FOR MANIFOLDS | 96.06 | 0 | 1 | 0 | 1 | 39269097 | 506184 00001 | 506184 00001
506255 | RADIANT SYSTEMS | MIXING UNITS FOR MANIFOLDS | ACM 01 ISOLANTE X COMBIMIX | NL | MIXING UNITS FOR MANIFOLDS | 60.9 | 0.3 | 4 | 0 | 4 | 39269097 | 506255 00004 | 506255 00004
506256 | RADIANT SYSTEMS | MIXING UNITS FOR MANIFOLDS | AUM 03 ISOLANTE X UNIMIX | NL | MIXING UNITS FOR MANIFOLDS | 60.9 | 0.161 | 3 | 0 | 3 | 39269097 | 506256 00003 | 506256 00003
506271 | RADIANT SYSTEMS | MIXING UNITS FOR MANIFOLDS | AFM 03 ISOLANTE X MULTIFLOOR | NL | MIXING UNITS FOR MANIFOLDS | 70.27 | 0.088 | 5 | 0 | 5 | 39269097 | 506271 00005 | 506271 00005
506277 | RADIANT SYSTEMS | MIXING UNITS FOR MANIFOLDS | AUM 04 ISOLANTE ALTA TEMP.UNIM | NL | MIXING UNITS FOR MANIFOLDS | 60.9 | 0 | 1 | 1 | 1 | 39269097 | 506277 00001 | 506277 00001
508100 | RADIANT SYSTEMS | MIXING UNITS FOR MANIFOLDS | TECHNOMIX T P130 | NL | MIXING UNITS FOR MANIFOLDS | 422.36 | 2.07 | 1 | 0 | 1 | 84818051 | 508100 00001 | 508100 00001
509141 | RADIANT SYSTEMS | MIXING UNITS FOR MANIFOLDS | MA 20 TERMOM.1/2M 0-120°C 0-6B | NL | MIXING UNITS FOR MANIFOLDS | 36.11 | 0.155 | 40 | 0 | 40 | 90262080 | 509141 00040 | 509141 00040
530071 | RADIANT SYSTEMS | MIXING UNITS FOR MANIFOLDS | HEAT PUMP MANIFOLD | NL | MIXING UNITS FOR MANIFOLDS | 164 | 1.18 | 1 | 4 | 4 | 84811099 | 530071 00001 | 530071 00004
500147L | RADIANT SYSTEMS | MIXING UNITS FOR MANIFOLDS | AC 664L KIT DUALMIX POMPA 180 | NL | MIXING UNITS FOR MANIFOLDS | 188.55 | 1.44 | 1 | 0 | 1 | 84811099 | 500147L 00001 | 500147L 00001
500147M | RADIANT SYSTEMS | MIXING UNITS FOR MANIFOLDS | AC 664M KIT DUALMIX POMPA 130 | NL | MIXING UNITS FOR MANIFOLDS | 136.84 | 1.424 | 1 | 6 | 6 | 84811099 | 500147M 00001 | 500147M 00006
500147ML | RADIANT SYSTEMS | MIXING UNITS FOR MANIFOLDS | AC 664ML KIT DUALMIX POMPA 180 | NL | MIXING UNITS FOR MANIFOLDS | 138.1 | 1.44 | 1 | 0 | 1 | 84811099 | 500147ML 00001 | 500147ML 00001
500410NB | RADIANT SYSTEMS | MIXING UNITS FOR MANIFOLDS | COMBI T 180 NO BY | NL | MIXING UNITS FOR MANIFOLDS | 497.58 | 4.046 | 1 | 0 | 1 | 84818051 | 500410NB 00001 | 500410NB 00001
500410PE | RADIANT SYSTEMS | MIXING UNITS FOR MANIFOLDS | COMBI T 180 + POMPA EL. | NL | MIXING UNITS FOR MANIFOLDS | 848.97 | 6.18 | 1 | 0 | 1 | 84818051 | 500410PE 00001 | 500410PE 00001
500414P | RADIANT SYSTEMS | MIXING UNITS FOR MANIFOLDS | MULTIFLOOR IV E SX+P | NL | MIXING UNITS FOR MANIFOLDS | 572.38 | 4.106 | 1 | 0 | 1 | 84819000 | 500414P 00001 | 500414P 00001
500414PE | RADIANT SYSTEMS | MIXING UNITS FOR MANIFOLDS | MULTIFLOOR IV E SX+PE | NL | MIXING UNITS FOR MANIFOLDS | 718.56 | 3.742 | 1 | 0 | 1 | 84819000 | 500414PE 00001 | 500414PE 00001
500438D | RADIANT SYSTEMS | MIXING UNITS FOR MANIFOLDS | UM 01D UNIMIX +VALV. SFERA DIR | NL | MIXING UNITS FOR MANIFOLDS | 487.01 | 4.546 | 1 | 0 | 1 | 84818051 | 500438D 00001 | 500438D 00001
500438DP130 | RADIANT SYSTEMS | MIXING UNITS FOR MANIFOLDS | UM 01D UN.+VALV.SF.DIR +P.130 | NL | MIXING UNITS FOR MANIFOLDS | 666.91 | 0 | 1 | 0 | 1 | 84811099 | 500438DP130 00001 | 500438DP130 00001
500438DPE130 | RADIANT SYSTEMS | MIXING UNITS FOR MANIFOLDS | UM 01D UN.+VALV.SF.DIR +PE 130 | NL | MIXING UNITS FOR MANIFOLDS | 813.08 | 6.56 | 1 | 1 | 1 | 84811099 | 500438DPE130 00001 | 500438DPE130 00001
500438P130 | RADIANT SYSTEMS | MIXING UNITS FOR MANIFOLDS | UM 01 UNIMIX + POMPA 130 | NL | MIXING UNITS FOR MANIFOLDS | 622.36 | 0 | 1 | 0 | 1 | 84818051 | 500438P130 00001 | 500438P130 00001
500438PE130 | RADIANT SYSTEMS | MIXING UNITS FOR MANIFOLDS | UM 01 UNIMIX + POMPA EL.130 | NL | MIXING UNITS FOR MANIFOLDS | 768.54 | 5.84 | 1 | 1 | 1 | 84818051 | 500438PE130 00001 | 500438PE130 00001
500438S | RADIANT SYSTEMS | MIXING UNITS FOR MANIFOLDS | UM 01S UNIMIX + VALV.SFERA SQ. | NL | MIXING UNITS FOR MANIFOLDS | 562.24 | 4.736 | 1 | 0 | 1 | 84818051 | 500438S 00001 | 500438S 00001
500438SP130 | RADIANT SYSTEMS | MIXING UNITS FOR MANIFOLDS | UM 01S UN.+VALV.SF.SQ.+P.130 | NL | MIXING UNITS FOR MANIFOLDS | 742.16 | 0 | 1 | 0 | 1 | 84811099 | 500438SP130 00001 | 500438SP130 00001
500438SPE130 | RADIANT SYSTEMS | MIXING UNITS FOR MANIFOLDS | UM 01S UN.+VALV.SF.SQ.+PE 130 | NL | MIXING UNITS FOR MANIFOLDS | 888.34 | 6.4 | 1 | 0 | 1 | 84811099 | 500438SPE130 00001 | 500438SPE130 00001
500445E | RADIANT SYSTEMS | MIXING UNITS FOR MANIFOLDS | UM 10 UNIMIX+POMP.E+TERM.CABL | NL | MIXING UNITS FOR MANIFOLDS | 939.2 | 7 | 1 | 0 | 1 | 84818051 | 500445E 00001 | 500445E 00001
500454NB | RADIANT SYSTEMS | MIXING UNITS FOR MANIFOLDS | COMBI T 130 NO BY | NL | MIXING UNITS FOR MANIFOLDS | 497.58 | 4.65 | 1 | 0 | 1 | 84818051 | 500454NB 00001 | 500454NB 00001
500454P | RADIANT SYSTEMS | MIXING UNITS FOR MANIFOLDS | COMBI T 130 + POMPA | NL | MIXING UNITS FOR MANIFOLDS | 708.41 | 6.8 | 1 | 0 | 1 | 84818051 | 500454P 00001 | 500454P 00001
500454PE | RADIANT SYSTEMS | MIXING UNITS FOR MANIFOLDS | COMBI T 130 + POMPA EL. | NL | MIXING UNITS FOR MANIFOLDS | 823.67 | 6.5 | 1 | 0 | 1 | 84818051 | 500454PE 00001 | 500454PE 00001
500456D | RADIANT SYSTEMS | MIXING UNITS FOR MANIFOLDS | AUM 11D KIT ALT.UNIM+SF DIR EK | NL | MIXING UNITS FOR MANIFOLDS | 291.71 | 2.885 | 1 | 0 | 1 | 84818051 | 500456D 00001 | 500456D 00001
500456S | RADIANT SYSTEMS | MIXING UNITS FOR MANIFOLDS | AUM 11S KIT ALT.UNIMX+SF SQ EK | NL | MIXING UNITS FOR MANIFOLDS | 303.39 | 3.03 | 1 | 0 | 1 | 84818051 | 500456S 00001 | 500456S 00001
500586D | RADIANT SYSTEMS | MIXING UNITS FOR MANIFOLDS | AUM 12D KIT ALTA UNI+SF DIR EK | NL | MIXING UNITS FOR MANIFOLDS | 461.65 | 4.9 | 1 | 0 | 1 | 84811099 | 500586D 00001 | 500586D 00001
500586S | RADIANT SYSTEMS | MIXING UNITS FOR MANIFOLDS | AUM 12S KIT ALTA UNI+SF SQ EK | NL | MIXING UNITS FOR MANIFOLDS | 473.33 | 5.2 | 1 | 0 | 1 | 84811099 | 500586S 00001 | 500586S 00001
500897D | RADIANT SYSTEMS | MIXING UNITS FOR MANIFOLDS | UMC 01D+ STAND.PUMP + V.SF.DIR | NL | MIXING UNITS FOR MANIFOLDS | 526.66 | 5.62 | 1 | 0 | 1 | 84811099 | 500897D 00001 | 500897D 00001
500897DE | RADIANT SYSTEMS | MIXING UNITS FOR MANIFOLDS | UMC 01D + ELECT.PUMP +V.SF.DIR | NL | MIXING UNITS FOR MANIFOLDS | 672.82 | 5 | 1 | 0 | 1 | 84811099 | 500897DE 00001 | 500897DE 00001
500897DWP | RADIANT SYSTEMS | MIXING UNITS FOR MANIFOLDS | UMC 01D NO PUMP + VALV.SF.DIR | NL | MIXING UNITS FOR MANIFOLDS | 346.75 | 3.226 | 1 | 0 | 1 | 84811099 | 500897DWP 00001 | 500897DWP 00001
500897E | RADIANT SYSTEMS | MIXING UNITS FOR MANIFOLDS | UNIMIX-C + ELECTRONIC PUMP | NL | MIXING UNITS FOR MANIFOLDS | 628.28 | 4.333 | 1 | 0 | 1 | 84818051 | 500897E 00001 | 500897E 00001
500897S | RADIANT SYSTEMS | MIXING UNITS FOR MANIFOLDS | UMC 01S + STAND.PUMP + V.SF.SQ | NL | MIXING UNITS FOR MANIFOLDS | 601.89 | 0 | 1 | 0 | 1 | 84811099 | 500897S 00001 | 500897S 00001
500897SE | RADIANT SYSTEMS | MIXING UNITS FOR MANIFOLDS | UMC 01S + ELECTR.PUMP +V.SF.SQ | NL | MIXING UNITS FOR MANIFOLDS | 748.07 | 0 | 1 | 0 | 1 | 84811099 | 500897SE 00001 | 500897SE 00001
500897SWP | RADIANT SYSTEMS | MIXING UNITS FOR MANIFOLDS | UMC 01S NO PUMP + VALV.SF.SQ | NL | MIXING UNITS FOR MANIFOLDS | 421.99 | 0 | 1 | 0 | 1 | 84811099 | 500897SWP 00001 | 500897SWP 00001
500897WP | RADIANT SYSTEMS | MIXING UNITS FOR MANIFOLDS | UNIMIX-C NO PUMP | NL | MIXING UNITS FOR MANIFOLDS | 302.18 | 2.442 | 1 | 0 | 1 | 84818051 | 500897WP 00001 | 500897WP 00001
501728NB | RADIANT SYSTEMS | MIXING UNITS FOR MANIFOLDS | COMBI M 130 NO BYPASS | NL | MIXING UNITS FOR MANIFOLDS | 443.23 | 4.172 | 1 | 0 | 1 | 84818051 | 501728NB 00001 | 501728NB 00001
501728P | RADIANT SYSTEMS | MIXING UNITS FOR MANIFOLDS | COMBI M 130 + P | NL | MIXING UNITS FOR MANIFOLDS | 654.07 | 0 | 1 | 0 | 1 | 84818051 | 501728P 00001 | 501728P 00001
501728PE | RADIANT SYSTEMS | MIXING UNITS FOR MANIFOLDS | COMBI M 130 + PE | NL | MIXING UNITS FOR MANIFOLDS | 769.33 | 6 | 1 | 0 | 1 | 84818051 | 501728PE 00001 | 501728PE 00001
501729NB | RADIANT SYSTEMS | MIXING UNITS FOR MANIFOLDS | COMBI M 180 NO BYPASS | NL | MIXING UNITS FOR MANIFOLDS | 443.23 | 4.6 | 1 | 0 | 1 | 84818051 | 501729NB 00001 | 501729NB 00001
501729P | RADIANT SYSTEMS | MIXING UNITS FOR MANIFOLDS | COMBI M 180 + P | NL | MIXING UNITS FOR MANIFOLDS | 683.58 | 0 | 1 | 0 | 1 | 84818051 | 501729P 00001 | 501729P 00001
501729PE | RADIANT SYSTEMS | MIXING UNITS FOR MANIFOLDS | COMBI M 180 + PE | NL | MIXING UNITS FOR MANIFOLDS | 794.63 | 0 | 1 | 0 | 1 | 84818051 | 501729PE 00001 | 501729PE 00001
506717W | RADIANT SYSTEMS | MIXING UNITS FOR MANIFOLDS | UNIFLOOR WILO PUMP | NL | MIXING UNITS FOR MANIFOLDS | 722.1 | 3.729 | 1 | 0 | 1 | 84811099 | 506717W 00001 | 506717W 00001
506717WP | RADIANT SYSTEMS | MIXING UNITS FOR MANIFOLDS | UNIFLOOR NO PUMP/CAVO | NL | MIXING UNITS FOR MANIFOLDS | 396.03 | 2 | 1 | 0 | 1 | 84811099 | 506717WP 00001 | 506717WP 00001
509141R | RADIANT SYSTEMS | MIXING UNITS FOR MANIFOLDS | MA 20 TERMOM.1/2M 0-120°C 0-6B | NL | MIXING UNITS FOR MANIFOLDS | 36.11 | 0.155 | 30 | 0 | 30 | 74122000 | 509141R 00030 | 509141R 00030
530071PE | RADIANT SYSTEMS | MIXING UNITS FOR MANIFOLDS | HEAT PUMP MANIFOLD + POMPA EL | NL | MIXING UNITS FOR MANIFOLDS | 476 | 2.17 | 1 | 0 | 1 | 84811099 | 530071PE 00001 | 530071PE 00001
507102KME | RADIANT SYSTEMS | PREASSEMBLED MANIFOLDS KITS | UNIMIX/02 X RISC | NT | PREASSEMBLED MANIFOLDS KITS | 1201.74 | 8.6 | 1 | 0 | 1 | 84818051 | 507102KME 00001 | 507102KME 00001
507102KMFE | RADIANT SYSTEMS | PREASSEMBLED MANIFOLDS KITS | UNIMIX/02 X RISC + RAFF | NT | PREASSEMBLED MANIFOLDS KITS | 1336.51 | 0 | 1 | 1 | 1 | 84818051 | 507102KMFE 00001 | 507102KMFE 00001
507103KME | RADIANT SYSTEMS | PREASSEMBLED MANIFOLDS KITS | UNIMIX/03 X RISC | NT | PREASSEMBLED MANIFOLDS KITS | 1250.1 | 9.2 | 1 | 0 | 1 | 84818051 | 507103KME 00001 | 507103KME 00001
507103KMFE | RADIANT SYSTEMS | PREASSEMBLED MANIFOLDS KITS | UNIMIX/03 X RISC + RAFF | NT | PREASSEMBLED MANIFOLDS KITS | 1382.44 | 0 | 1 | 1 | 1 | 84818051 | 507103KMFE 00001 | 507103KMFE 00001
507104KME | RADIANT SYSTEMS | PREASSEMBLED MANIFOLDS KITS | UNIMIX/04 X RISC | NT | PREASSEMBLED MANIFOLDS KITS | 1335.82 | 9.8 | 1 | 0 | 1 | 84818051 | 507104KME 00001 | 507104KME 00001
507104KMFE | RADIANT SYSTEMS | PREASSEMBLED MANIFOLDS KITS | UNIMIX/04 X RISC + RAFF | NT | PREASSEMBLED MANIFOLDS KITS | 1465.75 | 0 | 1 | 1 | 1 | 84818051 | 507104KMFE 00001 | 507104KMFE 00001
507105KME | RADIANT SYSTEMS | PREASSEMBLED MANIFOLDS KITS | UNIMIX/05 X RISC | NT | PREASSEMBLED MANIFOLDS KITS | 1383.92 | 10.4 | 1 | 0 | 1 | 84818051 | 507105KME 00001 | 507105KME 00001
507105KMFE | RADIANT SYSTEMS | PREASSEMBLED MANIFOLDS KITS | UNIMIX/05 X RISC + RAFF | NT | PREASSEMBLED MANIFOLDS KITS | 1511.44 | 10.4 | 1 | 0 | 1 | 84818051 | 507105KMFE 00001 | 507105KMFE 00001
507106KME | RADIANT SYSTEMS | PREASSEMBLED MANIFOLDS KITS | UNIMIX/06 X RISC | NT | PREASSEMBLED MANIFOLDS KITS | 1427.3 | 11 | 1 | 0 | 1 | 84818051 | 507106KME 00001 | 507106KME 00001
507106KMFE | RADIANT SYSTEMS | PREASSEMBLED MANIFOLDS KITS | UNIMIX/06 X RISC + RAFF | NT | PREASSEMBLED MANIFOLDS KITS | 1552.41 | 11 | 1 | 0 | 1 | 84818051 | 507106KMFE 00001 | 507106KMFE 00001
507107KME | RADIANT SYSTEMS | PREASSEMBLED MANIFOLDS KITS | UNIMIX/07 X RISC | NT | PREASSEMBLED MANIFOLDS KITS | 1475.37 | 11.78 | 1 | 0 | 1 | 84818051 | 507107KME 00001 | 507107KME 00001
507107KMFE | RADIANT SYSTEMS | PREASSEMBLED MANIFOLDS KITS | UNIMIX/07 X RISC + RAFF | NT | PREASSEMBLED MANIFOLDS KITS | 1598.07 | 11.6 | 1 | 0 | 1 | 84818051 | 507107KMFE 00001 | 507107KMFE 00001
507108KME | RADIANT SYSTEMS | PREASSEMBLED MANIFOLDS KITS | UNIMIX/08 X RISC | NT | PREASSEMBLED MANIFOLDS KITS | 1560.33 | 12.8 | 1 | 0 | 1 | 84818051 | 507108KME 00001 | 507108KME 00001
507108KMFE | RADIANT SYSTEMS | PREASSEMBLED MANIFOLDS KITS | UNIMIX/08 X RISC + RAFF | NT | PREASSEMBLED MANIFOLDS KITS | 1680.63 | 12.2 | 1 | 0 | 1 | 84818051 | 507108KMFE 00001 | 507108KMFE 00001
507109KME | RADIANT SYSTEMS | PREASSEMBLED MANIFOLDS KITS | UNIMIX/09 X RISC | NT | PREASSEMBLED MANIFOLDS KITS | 1608.86 | 12.8 | 1 | 0 | 1 | 84818051 | 507109KME 00001 | 507109KME 00001
507109KMFE | RADIANT SYSTEMS | PREASSEMBLED MANIFOLDS KITS | UNIMIX/09 X RISC + RAFF | NT | PREASSEMBLED MANIFOLDS KITS | 1726.72 | 13 | 1 | 0 | 1 | 84818051 | 507109KMFE 00001 | 507109KMFE 00001
507110KME | RADIANT SYSTEMS | PREASSEMBLED MANIFOLDS KITS | UNIMIX/10 X RISC | NT | PREASSEMBLED MANIFOLDS KITS | 1644.64 | 13.4 | 1 | 0 | 1 | 84818051 | 507110KME 00001 | 507110KME 00001
507110KMFE | RADIANT SYSTEMS | PREASSEMBLED MANIFOLDS KITS | UNIMIX/10 X RISC + RAFF | NT | PREASSEMBLED MANIFOLDS KITS | 1760.1 | 13.4 | 1 | 0 | 1 | 84818051 | 507110KMFE 00001 | 507110KMFE 00001
507111KME | RADIANT SYSTEMS | PREASSEMBLED MANIFOLDS KITS | UNIMIX/11 X RISC | NT | PREASSEMBLED MANIFOLDS KITS | 1694.65 | 14 | 1 | 0 | 1 | 84818051 | 507111KME 00001 | 507111KME 00001
507111KMFE | RADIANT SYSTEMS | PREASSEMBLED MANIFOLDS KITS | UNIMIX/11 X RISC + RAFF | NT | PREASSEMBLED MANIFOLDS KITS | 1807.69 | 13.8 | 1 | 0 | 1 | 84818051 | 507111KMFE 00001 | 507111KMFE 00001
507112KME | RADIANT SYSTEMS | PREASSEMBLED MANIFOLDS KITS | UNIMIX/12 X RISC | NT | PREASSEMBLED MANIFOLDS KITS | 1739.99 | 14.7 | 1 | 0 | 1 | 84818051 | 507112KME 00001 | 507112KME 00001
507112KMFE | RADIANT SYSTEMS | PREASSEMBLED MANIFOLDS KITS | UNIMIX/12 X RISC + RAFF | NT | PREASSEMBLED MANIFOLDS KITS | 1850.61 | 14.8 | 1 | 0 | 1 | 84818051 | 507112KMFE 00001 | 507112KMFE 00001
507113KME | RADIANT SYSTEMS | PREASSEMBLED MANIFOLDS KITS | UNIMIX/13 X RISC | NT | PREASSEMBLED MANIFOLDS KITS | 1775.72 | 0 | 1 | 1 | 1 | 84818051 | 507113KME 00001 | 507113KME 00001
507113KMFE | RADIANT SYSTEMS | PREASSEMBLED MANIFOLDS KITS | UNIMIX/13 X RISC + RAFF | NT | PREASSEMBLED MANIFOLDS KITS | 1898.21 | 15.2 | 1 | 0 | 1 | 84818051 | 507113KMFE 00001 | 507113KMFE 00001
507122KME | RADIANT SYSTEMS | PREASSEMBLED MANIFOLDS KITS | UNIMIX/02 C/AT X RISC | NT | PREASSEMBLED MANIFOLDS KITS | 1429.45 | 0 | 1 | 0 | 1 | 84818051 | 507122KME 00001 | 507122KME 00001
507122KMFE | RADIANT SYSTEMS | PREASSEMBLED MANIFOLDS KITS | UNIMIX/02 C/AT X RISC + RAFF | NT | PREASSEMBLED MANIFOLDS KITS | 1677.29 | 0 | 1 | 1 | 1 | 84818051 | 507122KMFE 00001 | 507122KMFE 00001
507123KME | RADIANT SYSTEMS | PREASSEMBLED MANIFOLDS KITS | UNIMIX/03 C/AT X RISC | NT | PREASSEMBLED MANIFOLDS KITS | 1477.79 | 0 | 1 | 1 | 1 | 84818051 | 507123KME 00001 | 507123KME 00001
507123KMFE | RADIANT SYSTEMS | PREASSEMBLED MANIFOLDS KITS | UNIMIX/03 C/AT X RISC + RAFF | NT | PREASSEMBLED MANIFOLDS KITS | 1718.39 | 0 | 1 | 1 | 1 | 84818051 | 507123KMFE 00001 | 507123KMFE 00001
507124KME | RADIANT SYSTEMS | PREASSEMBLED MANIFOLDS KITS | UNIMIX/04 C/AT X RISC | NT | PREASSEMBLED MANIFOLDS KITS | 1576.81 | 11.8 | 1 | 0 | 1 | 84818051 | 507124KME 00001 | 507124KME 00001
507124KMFE | RADIANT SYSTEMS | PREASSEMBLED MANIFOLDS KITS | UNIMIX/04 C/AT X RISC + RAFF | NT | PREASSEMBLED MANIFOLDS KITS | 1819.85 | 0 | 1 | 1 | 1 | 84818051 | 507124KMFE 00001 | 507124KMFE 00001
507125KME | RADIANT SYSTEMS | PREASSEMBLED MANIFOLDS KITS | UNIMIX/05 C/AT X RISC | NT | PREASSEMBLED MANIFOLDS KITS | 1624.92 | 12.6 | 1 | 0 | 1 | 84818051 | 507125KME 00001 | 507125KME 00001
507125KMFE | RADIANT SYSTEMS | PREASSEMBLED MANIFOLDS KITS | UNIMIX/05 C/AT X RISC + RAFF | NT | PREASSEMBLED MANIFOLDS KITS | 1820.25 | 0 | 1 | 1 | 1 | 84818051 | 507125KMFE 00001 | 507125KMFE 00001
507126KME | RADIANT SYSTEMS | PREASSEMBLED MANIFOLDS KITS | UNIMIX/06 C/AT X RISC | NT | PREASSEMBLED MANIFOLDS KITS | 1627.83 | 13.2 | 1 | 0 | 1 | 84818051 | 507126KME 00001 | 507126KME 00001
507126KMFE | RADIANT SYSTEMS | PREASSEMBLED MANIFOLDS KITS | UNIMIX/06 C/AT X RISC + RAFF | NT | PREASSEMBLED MANIFOLDS KITS | 1866.05 | 0 | 1 | 1 | 1 | 84818051 | 507126KMFE 00001 | 507126KMFE 00001
507127KME | RADIANT SYSTEMS | PREASSEMBLED MANIFOLDS KITS | UNIMIX/07 C/AT X RISC | NT | PREASSEMBLED MANIFOLDS KITS | 1675.9 | 13.374 | 1 | 0 | 1 | 84818051 | 507127KME 00001 | 507127KME 00001
507127KMFE | RADIANT SYSTEMS | PREASSEMBLED MANIFOLDS KITS | UNIMIX/07 C/AT X RISC + RAFF | NT | PREASSEMBLED MANIFOLDS KITS | 1901 | 0 | 1 | 1 | 1 | 84818051 | 507127KMFE 00001 | 507127KMFE 00001
507128KME | RADIANT SYSTEMS | PREASSEMBLED MANIFOLDS KITS | UNIMIX/08 C/AT X RISC | NT | PREASSEMBLED MANIFOLDS KITS | 1795.46 | 13.48 | 1 | 0 | 1 | 84818051 | 507128KME 00001 | 507128KME 00001
507128KMFE | RADIANT SYSTEMS | PREASSEMBLED MANIFOLDS KITS | UNIMIX/08 C/AT X RISC + RAFF | NT | PREASSEMBLED MANIFOLDS KITS | 2028.86 | 0 | 1 | 1 | 1 | 84818051 | 507128KMFE 00001 | 507128KMFE 00001
507129KME | RADIANT SYSTEMS | PREASSEMBLED MANIFOLDS KITS | UNIMIX/09 C/AT X RISC | NT | PREASSEMBLED MANIFOLDS KITS | 1843.98 | 13.8 | 1 | 0 | 1 | 84818051 | 507129KME 00001 | 507129KME 00001
507129KMFE | RADIANT SYSTEMS | PREASSEMBLED MANIFOLDS KITS | UNIMIX/09 C/AT X RISC + RAFF | NT | PREASSEMBLED MANIFOLDS KITS | 2004.16 | 16 | 1 | 0 | 1 | 84818051 | 507129KMFE 00001 | 507129KMFE 00001
507130KME | RADIANT SYSTEMS | PREASSEMBLED MANIFOLDS KITS | UNIMIX/10 C/AT X RISC | NT | PREASSEMBLED MANIFOLDS KITS | 1819.66 | 15.7 | 1 | 0 | 1 | 84818051 | 507130KME 00001 | 507130KME 00001
507130KMFE | RADIANT SYSTEMS | PREASSEMBLED MANIFOLDS KITS | UNIMIX/10 C/AT X RISC + RAFF | NT | PREASSEMBLED MANIFOLDS KITS | 2048.23 | 0 | 1 | 1 | 1 | 84818051 | 507130KMFE 00001 | 507130KMFE 00001
507131KME | RADIANT SYSTEMS | PREASSEMBLED MANIFOLDS KITS | UNIMIX/11 C/AT X RISC | NT | PREASSEMBLED MANIFOLDS KITS | 1869.68 | 16 | 1 | 0 | 1 | 84818051 | 507131KME 00001 | 507131KME 00001
507131KMFE | RADIANT SYSTEMS | PREASSEMBLED MANIFOLDS KITS | UNIMIX/11 C/AT X RISC + RAFF | NT | PREASSEMBLED MANIFOLDS KITS | 2084.5 | 17 | 1 | 0 | 1 | 84818051 | 507131KMFE 00001 | 507131KMFE 00001
507132KME | RADIANT SYSTEMS | PREASSEMBLED MANIFOLDS KITS | UNIMIX/12 C/AT X RISC | NT | PREASSEMBLED MANIFOLDS KITS | 1974.47 | 18 | 1 | 0 | 1 | 84818051 | 507132KME 00001 | 507132KME 00001
507132KMFE | RADIANT SYSTEMS | PREASSEMBLED MANIFOLDS KITS | UNIMIX/12 C/AT X RISC + RAFF | NT | PREASSEMBLED MANIFOLDS KITS | 2198.2 | 18.2 | 1 | 0 | 1 | 84818051 | 507132KMFE 00001 | 507132KMFE 00001
507133KME | RADIANT SYSTEMS | PREASSEMBLED MANIFOLDS KITS | UNIMIX/13 C/AT X RISC | NT | PREASSEMBLED MANIFOLDS KITS | 2013.03 | 17.6 | 1 | 0 | 1 | 84818051 | 507133KME 00001 | 507133KME 00001
507133KMFE | RADIANT SYSTEMS | PREASSEMBLED MANIFOLDS KITS | UNIMIX/13 C/AT X RISC + RAFF | NT | PREASSEMBLED MANIFOLDS KITS | 2207.25 | 0 | 1 | 1 | 1 | 84818051 | 507133KMFE 00001 | 507133KMFE 00001
507142KME | RADIANT SYSTEMS | PREASSEMBLED MANIFOLDS KITS | UNIMIX/02 C/AT X RISC.INTERCET | NT | PREASSEMBLED MANIFOLDS KITS | 1610.57 | 0 | 1 | 0 | 1 | 84818051 | 507142KME 00001 | 507142KME 00001
507142KMFE | RADIANT SYSTEMS | PREASSEMBLED MANIFOLDS KITS | UNIMIX/02 CF/AT X RISC.INTERC | NT | PREASSEMBLED MANIFOLDS KITS | 1760.59 | 0 | 1 | 0 | 1 | 84818051 | 507142KMFE 00001 | 507142KMFE 00001
507143KME | RADIANT SYSTEMS | PREASSEMBLED MANIFOLDS KITS | UNIMIX/03 C/AT X RISC.INTERCET | NT | PREASSEMBLED MANIFOLDS KITS | 1658.91 | 13.2 | 1 | 0 | 1 | 84818051 | 507143KME 00001 | 507143KME 00001
507143KMFE | RADIANT SYSTEMS | PREASSEMBLED MANIFOLDS KITS | UNIMIX/03 CF/AT X RISC.INTERC | NT | PREASSEMBLED MANIFOLDS KITS | 1808.93 | 0 | 1 | 1 | 1 | 84818051 | 507143KMFE 00001 | 507143KMFE 00001
507144KME | RADIANT SYSTEMS | PREASSEMBLED MANIFOLDS KITS | UNIMIX/04 C/AT X RISC.INTERCET | NT | PREASSEMBLED MANIFOLDS KITS | 1757.94 | 13.8 | 1 | 0 | 1 | 84818051 | 507144KME 00001 | 507144KME 00001
507144KMFE | RADIANT SYSTEMS | PREASSEMBLED MANIFOLDS KITS | UNIMIX/04 CF/AT X RISC.INTERC | NT | PREASSEMBLED MANIFOLDS KITS | 1907.97 | 0 | 1 | 1 | 1 | 84818051 | 507144KMFE 00001 | 507144KMFE 00001
507145KME | RADIANT SYSTEMS | PREASSEMBLED MANIFOLDS KITS | UNIMIX/05 C/AT X RISC.INTERCET | NT | PREASSEMBLED MANIFOLDS KITS | 1806.05 | 14.6 | 1 | 0 | 1 | 84818051 | 507145KME 00001 | 507145KME 00001
507145KMFE | RADIANT SYSTEMS | PREASSEMBLED MANIFOLDS KITS | UNIMIX/05 CF/AT X RISC.INTERC | NT | PREASSEMBLED MANIFOLDS KITS | 1956.06 | 14.8 | 1 | 0 | 1 | 84818051 | 507145KMFE 00001 | 507145KMFE 00001
507146KME | RADIANT SYSTEMS | PREASSEMBLED MANIFOLDS KITS | UNIMIX/06 C/AT X RISC.INTERCET | NT | PREASSEMBLED MANIFOLDS KITS | 1808.96 | 15.1 | 1 | 0 | 1 | 84818051 | 507146KME 00001 | 507146KME 00001
507146KMFE | RADIANT SYSTEMS | PREASSEMBLED MANIFOLDS KITS | UNIMIX/06 CF/AT X RISC.INTERC | NT | PREASSEMBLED MANIFOLDS KITS | 1958.99 | 16 | 1 | 0 | 1 | 84818051 | 507146KMFE 00001 | 507146KMFE 00001
507147KME | RADIANT SYSTEMS | PREASSEMBLED MANIFOLDS KITS | UNIMIX/07 C/AT X RISC.INTERCET | NT | PREASSEMBLED MANIFOLDS KITS | 1857.03 | 15.8 | 1 | 0 | 1 | 84818051 | 507147KME 00001 | 507147KME 00001
507147KMFE | RADIANT SYSTEMS | PREASSEMBLED MANIFOLDS KITS | UNIMIX/07 CF/AT X RISC.INTERC | NT | PREASSEMBLED MANIFOLDS KITS | 2007.06 | 16.2 | 1 | 0 | 1 | 84818051 | 507147KMFE 00001 | 507147KMFE 00001
507148KME | RADIANT SYSTEMS | PREASSEMBLED MANIFOLDS KITS | UNIMIX/08 C/AT X RISC.INTERCET | NT | PREASSEMBLED MANIFOLDS KITS | 1976.57 | 16.4 | 1 | 0 | 1 | 84818051 | 507148KME 00001 | 507148KME 00001
507148KMFE | RADIANT SYSTEMS | PREASSEMBLED MANIFOLDS KITS | UNIMIX/08 CF/AT X RISC.INTERC | NT | PREASSEMBLED MANIFOLDS KITS | 2126.61 | 16.8 | 1 | 0 | 1 | 84818051 | 507148KMFE 00001 | 507148KMFE 00001
507149KME | RADIANT SYSTEMS | PREASSEMBLED MANIFOLDS KITS | UNIMIX/09 C/AT X RISC.INTERCET | NT | PREASSEMBLED MANIFOLDS KITS | 2025.11 | 17 | 1 | 0 | 1 | 84818051 | 507149KME 00001 | 507149KME 00001
507149KMFE | RADIANT SYSTEMS | PREASSEMBLED MANIFOLDS KITS | UNIMIX/09 CF/AT X RISC.INTERC | NT | PREASSEMBLED MANIFOLDS KITS | 2175.13 | 17.4 | 1 | 0 | 1 | 84818051 | 507149KMFE 00001 | 507149KMFE 00001
507150KME | RADIANT SYSTEMS | PREASSEMBLED MANIFOLDS KITS | UNIMIX/10 C/AT X RISC.INTERCET | NT | PREASSEMBLED MANIFOLDS KITS | 2000.8 | 17.4 | 1 | 0 | 1 | 84818051 | 507150KME 00001 | 507150KME 00001
507150KMFE | RADIANT SYSTEMS | PREASSEMBLED MANIFOLDS KITS | UNIMIX/10 CF/AT X RISC.INTERC | NT | PREASSEMBLED MANIFOLDS KITS | 2150.83 | 17.8 | 1 | 0 | 1 | 84818051 | 507150KMFE 00001 | 507150KMFE 00001
507151KME | RADIANT SYSTEMS | PREASSEMBLED MANIFOLDS KITS | UNIMIX/11 C/AT X RISC.INTERCET | NT | PREASSEMBLED MANIFOLDS KITS | 2050.81 | 18 | 1 | 0 | 1 | 84818051 | 507151KME 00001 | 507151KME 00001
507151KMFE | RADIANT SYSTEMS | PREASSEMBLED MANIFOLDS KITS | UNIMIX/11 CF/AT X RISC.INTERC | NT | PREASSEMBLED MANIFOLDS KITS | 2200.84 | 0 | 1 | 0 | 1 | 84818051 | 507151KMFE 00001 | 507151KMFE 00001
507152KME | RADIANT SYSTEMS | PREASSEMBLED MANIFOLDS KITS | UNIMIX/12 C/AT X RISC.INTERCET | NT | PREASSEMBLED MANIFOLDS KITS | 2155.6 | 0 | 1 | 1 | 1 | 84818051 | 507152KME 00001 | 507152KME 00001
507152KMFE | RADIANT SYSTEMS | PREASSEMBLED MANIFOLDS KITS | UNIMIX/12 CF/AT X RISC.INTERC | NT | PREASSEMBLED MANIFOLDS KITS | 2305.63 | 0 | 1 | 1 | 1 | 84818051 | 507152KMFE 00001 | 507152KMFE 00001
507153KME | RADIANT SYSTEMS | PREASSEMBLED MANIFOLDS KITS | UNIMIX/13 C/AT X RISC.INTERCET | NT | PREASSEMBLED MANIFOLDS KITS | 2194.14 | 0 | 1 | 1 | 1 | 84818051 | 507153KME 00001 | 507153KME 00001
507153KMFE | RADIANT SYSTEMS | PREASSEMBLED MANIFOLDS KITS | UNIMIX/13 CF/AT X RISC.INTERC | NT | PREASSEMBLED MANIFOLDS KITS | 2344.17 | 0 | 1 | 1 | 1 | 84818051 | 507153KMFE 00001 | 507153KMFE 00001
CASS200P | RADIANT SYSTEMS | DE-HUMIDIFIER | CONTROCASSA D200 | ZD | DE-HUMIDIFIER | 327.7 | 10 | 1 | 1 | 1 | 0 | CASS200P 00001 | CASS200P 00001
CASS300P | RADIANT SYSTEMS | DE-HUMIDIFIER | CONTROCASSA D300 | ZD | DE-HUMIDIFIER | 363.86 | 10.2 | 1 | 1 | 1 | 0 | CASS300P 00001 | CASS300P 00001
CRTH | RADIANT SYSTEMS | DE-HUMIDIFIER | CRONOTERMOUMIDOST.STAND ALONE | ZD | DE-HUMIDIFIER | 596.07 | 0.225 | 1 | 0 | 1 | 90321080 | CRTH 00001 | CRTH 00001
D1000 | RADIANT SYSTEMS | DE-HUMIDIFIER | DEUM SOFF 1100 M3/H | ZD | DE-HUMIDIFIER | 7627.5 | 0 | 1 | 1 | 1 | 0 | D1000 00001 | D1000 00001
D200P | RADIANT SYSTEMS | DE-HUMIDIFIER | DEUM INCASSO 200 M3/H | ZD | DE-HUMIDIFIER | 2180.9 | 15 | 1 | 1 | 1 | 0 | D200P 00001 | D200P 00001
D300 | RADIANT SYSTEMS | DE-HUMIDIFIER | DEUM SOFF 300 M3/H | ZD | DE-HUMIDIFIER | 2401.25 | 34 | 1 | 1 | 1 | 0 | D300 00001 | D300 00001
D300P | RADIANT SYSTEMS | DE-HUMIDIFIER | DEUM INCASSO 300 M3/H | ZD | DE-HUMIDIFIER | 2486 | 34 | 1 | 1 | 1 | 0 | D300P 00001 | D300P 00001
D550 | RADIANT SYSTEMS | DE-HUMIDIFIER | DEUM SOFF 500 M3/H | ZD | DE-HUMIDIFIER | 4124.5 | 65 | 1 | 1 | 1 | 0 | D550 00001 | D550 00001
DCL1000 | RADIANT SYSTEMS | DE-HUMIDIFIER | DEUCLIMA SOFF 1100 M3/H | ZD | DE-HUMIDIFIER | 10057 | 0 | 1 | 1 | 1 | 0 | DCL1000 00001 | DCL1000 00001
DCL300 | RADIANT SYSTEMS | DE-HUMIDIFIER | DEUCLIMA SOFF 300 M3/H | ZD | DE-HUMIDIFIER | 3209.2 | 40.6 | 1 | 1 | 1 | 0 | DCL300 00001 | DCL300 00001
DCL300P | RADIANT SYSTEMS | DE-HUMIDIFIER | DEUCLIMA INCASSO 300 M3/H | ZD | DE-HUMIDIFIER | 3412.6 | 37 | 1 | 1 | 1 | 0 | DCL300P 00001 | DCL300P 00001
DCL550 | RADIANT SYSTEMS | DE-HUMIDIFIER | DEUCLIMA SOFF 500 M3/H | ZD | DE-HUMIDIFIER | 6045.5 | 0 | 1 | 1 | 1 | 0 | DCL550 00001 | DCL550 00001
GRF200P | RADIANT SYSTEMS | DE-HUMIDIFIER | GRIGLIA FRONT D200 | ZD | DE-HUMIDIFIER | 395.5 | 4 | 1 | 1 | 1 | 0 | GRF200P 00001 | GRF200P 00001
GRF300P | RADIANT SYSTEMS | DE-HUMIDIFIER | GRIGLIA FRONT D300 | ZD | DE-HUMIDIFIER | 519.8 | 9 | 1 | 1 | 1 | 0 | GRF300P 00001 | GRF300P 00001
HYGR-GC | RADIANT SYSTEMS | DE-HUMIDIFIER | CRONOTERMOUMID A BATTERIE | ZD | DE-HUMIDIFIER | 360 | 0.198 | 1 | 0 | 1 | 90321080 | HYGR-GC 00001 | HYGR-GC 00001
MOB300P | RADIANT SYSTEMS | DE-HUMIDIFIER | MOBILE EST D300 | ZD | DE-HUMIDIFIER | 1638.5 | 0 | 0 | 0 | 0 | 0 | MOB300P 00000 | MOB300P 00000
PLEN3-D160 | RADIANT SYSTEMS | DE-HUMIDIFIER | PLENUM MAND/ASP 3 VIE D.160 | ZD | DE-HUMIDIFIER | 380.9 | 4 | 1 | 1 | 1 | 0 | PLEN3-D160 00001 | PLEN3-D160 00001
PLEN5-D160 | RADIANT SYSTEMS | DE-HUMIDIFIER | PLENUM MAND/ASP 5 VIE D.160 | ZD | DE-HUMIDIFIER | 305.1 | 0 | 1 | 1 | 1 | 0 | PLEN5-D160 00001 | PLEN5-D160 00001
RDC300-150 | RADIANT SYSTEMS | DE-HUMIDIFIER | DEUCLIMA + RECUP 300-150 | ZD | DE-HUMIDIFIER | 10057 | 0 | 1 | 1 | 1 | 0 | RDC300-150 00001 | RDC300-150 00001
RDC380-220 | RADIANT SYSTEMS | DE-HUMIDIFIER | DEUCLIMA + RECUP 380-220 | ZD | DE-HUMIDIFIER | 13458.3 | 115 | 1 | 1 | 1 | 0 | RDC380-220 00001 | RDC380-220 00001
SIL300 | RADIANT SYSTEMS | DE-HUMIDIFIER | DEUM SOFF 300 M3/H NO COMPR | ZD | DE-HUMIDIFIER | 3107.5 | 0 | 1 | 1 | 1 | 0 | SIL300 00001 | SIL300 00001
SIL300CL | RADIANT SYSTEMS | DE-HUMIDIFIER | DEUCLIMA SOFF 300 M3/H NO COMP | ZD | DE-HUMIDIFIER | 3808.1 | 0 | 1 | 1 | 1 | 0 | SIL300CL 00001 | SIL300CL 00001
506602 | RADIANT SYSTEMS | IC BOX | IC-BOX1 SSE D.ZA IN CAS. | BH | IC BOX | 139.34 | 0.945 | 1 | 16 | 16 | 84818051 | 506602 00001 | 506602 00016
506603 | RADIANT SYSTEMS | IC BOX | IC-BOX2 IN CAS. | BH | IC BOX | 139.34 | 0.945 | 1 | 16 | 16 | 84818051 | 506603 00001 | 506603 00016
506604 | RADIANT SYSTEMS | IC BOX | IC-BOX3 S IN CAS. | BH | IC BOX | 132.09 | 0.907 | 1 | 16 | 16 | 84818051 | 506604 00001 | 506604 00016
506606 | RADIANT SYSTEMS | IC BOX | IC-BOX4 IN CAS. | BH | IC BOX | 100.88 | 0.881 | 1 | 16 | 16 | 84818051 | 506606 00001 | 506606 00016
506607 | RADIANT SYSTEMS | IC BOX | IC-BOX5 IN CAS. | BH | IC BOX | 100.88 | 0.822 | 1 | 16 | 16 | 84818051 | 506607 00001 | 506607 00016
506602CR | RADIANT SYSTEMS | IC BOX | IC-BOX1 SSE D.ZA IN CAS.CR | BH | IC BOX | 156.65 | 0.988 | 1 | 16 | 16 | 84818051 | 506602CR 00001 | 506602CR 00016
506603CR | RADIANT SYSTEMS | IC BOX | IC-BOX2 IN CAS.CR | BH | IC BOX | 156.65 | 0.985 | 1 | 16 | 16 | 84818051 | 506603CR 00001 | 506603CR 00016
506604CR | RADIANT SYSTEMS | IC BOX | IC-BOX3 S IN CAS.CR | BH | IC BOX | 149.39 | 0.897 | 1 | 16 | 16 | 84818051 | 506604CR 00001 | 506604CR 00016
506606CR | RADIANT SYSTEMS | IC BOX | IC-BOX4 IN CAS.CR | BH | IC BOX | 118.32 | 0.883 | 1 | 16 | 16 | 84818051 | 506606CR 00001 | 506606CR 00016
506607CR | RADIANT SYSTEMS | IC BOX | IC-BOX5 IN CAS.CR | BH | IC BOX | 118.32 | 0 | 1 | 16 | 16 | 84818051 | 506607CR 00001 | 506607CR 00016
200147 | THERMAL POWER PLANT | THERMAL POWER STATION SYSTEMS | AC 672 CHIAVE OT.TRAN.MULTIMIX | NI | THERMAL POWER STATION SYSTEMS | 57.35 | 0.0945 | 1 | 0 | 1 | 74122000 | 200147 00001 | 200147 00001
506276 | THERMAL POWER PLANT | THERMAL POWER STATION SYSTEMS | AVAR 02 KIT SUMMER-WINTER | NI | THERMAL POWER STATION SYSTEMS | 297.42 | 1.4 | 1 | 0 | 1 | 74122000 | 506276 00001 | 506276 00001
506280 | THERMAL POWER PLANT | THERMAL POWER STATION SYSTEMS | KIT MULTIMIX HOT WATER | NI | THERMAL POWER STATION SYSTEMS | 343.95 | 3.11 | 1 | 0 | 1 | 84811099 | 506280 00001 | 506280 00001
506281 | THERMAL POWER PLANT | THERMAL POWER STATION SYSTEMS | KIT MULTIMIX WARM WATER+TERM | NI | THERMAL POWER STATION SYSTEMS | 466.94 | 4 | 1 | 0 | 1 | 84811099 | 506281 00001 | 506281 00001
506282 | THERMAL POWER PLANT | THERMAL POWER STATION SYSTEMS | MANIFOLD MULTIMIX 2 WAYS | NI | THERMAL POWER STATION SYSTEMS | 719.92 | 8.6 | 1 | 0 | 1 | 84811099 | 506282 00001 | 506282 00001
506283 | THERMAL POWER PLANT | THERMAL POWER STATION SYSTEMS | MANIFOLD MULTIMIX 3 WAYS | NI | THERMAL POWER STATION SYSTEMS | 833.91 | 9.816 | 1 | 0 | 1 | 84811099 | 506283 00001 | 506283 00001
506284 | THERMAL POWER PLANT | THERMAL POWER STATION SYSTEMS | MANIFOLD MULTIMIX 2 WAYS EXP. | NI | THERMAL POWER STATION SYSTEMS | 631.66 | 6.6 | 1 | 0 | 1 | 84811099 | 506284 00001 | 506284 00001
506285 | THERMAL POWER PLANT | THERMAL POWER STATION SYSTEMS | MANIFOLD MULTIMIX 3 WAYS EXP. | NI | THERMAL POWER STATION SYSTEMS | 745.64 | 8.8 | 1 | 0 | 1 | 84811099 | 506285 00001 | 506285 00001
506360 | THERMAL POWER PLANT | THERMAL POWER STATION SYSTEMS | AM 01 ISOLANTE MULTIMIX 1 VIA | NI | THERMAL POWER STATION SYSTEMS | 70.01 | 0.3 | 1 | 0 | 1 | 39269097 | 506360 00001 | 506360 00001
506361 | THERMAL POWER PLANT | THERMAL POWER STATION SYSTEMS | AM 01 ISOLANTE MULTIMIX 2 VIE | NI | THERMAL POWER STATION SYSTEMS | 82.94 | 0.3 | 1 | 0 | 1 | 39269097 | 506361 00001 | 506361 00001
506362 | THERMAL POWER PLANT | THERMAL POWER STATION SYSTEMS | AM 01 ISOLANTE MULTIMIX 3 VIE | NI | THERMAL POWER STATION SYSTEMS | 102.71 | 0.3 | 1 | 0 | 1 | 39269097 | 506362 00001 | 506362 00001
508141 | THERMAL POWER PLANT | THERMAL POWER STATION SYSTEMS | KIT BY MMX | NI | THERMAL POWER STATION SYSTEMS | 93.21 | 0.48 | 1 | 1 | 1 | 84811099 | 508141 00001 | 508141 00001
508153 | THERMAL POWER PLANT | THERMAL POWER STATION SYSTEMS | MMX ECO 2W | NI | THERMAL POWER STATION SYSTEMS | 401.73 | 5.273 | 1 | 0 | 1 | 84811099 | 508153 00001 | 508153 00001
508154 | THERMAL POWER PLANT | THERMAL POWER STATION SYSTEMS | MMX ECO 3W | NI | THERMAL POWER STATION SYSTEMS | 455.01 | 5.806 | 1 | 0 | 1 | 84811099 | 508154 00001 | 508154 00001
508155 | THERMAL POWER PLANT | THERMAL POWER STATION SYSTEMS | KIT MMX ECO HOT WATER | NI | THERMAL POWER STATION SYSTEMS | 142.66 | 3.226 | 1 | 0 | 1 | 84811099 | 508155 00001 | 508155 00001
508156 | THERMAL POWER PLANT | THERMAL POWER STATION SYSTEMS | KIT MMX ECO WARM WATER | NI | THERMAL POWER STATION SYSTEMS | 338.8 | 2.2 | 1 | 0 | 1 | 84811099 | 508156 00001 | 508156 00001
550500 | THERMAL POWER PLANT | THERMAL POWER STATION SYSTEMS | KIT VARIMIX INLET NA | NI | THERMAL POWER STATION SYSTEMS | 718.84 | 9.2 | 1 | 0 | 1 | 84818051 | 550500 00001 | 550500 00001
550510 | THERMAL POWER PLANT | THERMAL POWER STATION SYSTEMS | KIT VARIMIX HOT WATER NA | NI | THERMAL POWER STATION SYSTEMS | 677.45 | 10 | 1 | 0 | 1 | 84818051 | 550510 00001 | 550510 00001
550511 | THERMAL POWER PLANT | THERMAL POWER STATION SYSTEMS | KIT VARIMIX HOT WATER BYPASSNA | NI | THERMAL POWER STATION SYSTEMS | 792.76 | 10 | 1 | 0 | 1 | 84818051 | 550511 00001 | 550511 00001
550520 | THERMAL POWER PLANT | THERMAL POWER STATION SYSTEMS | KIT VARIMIX WARM WATER 3W. KV4 | NI | THERMAL POWER STATION SYSTEMS | 910.43 | 10.8 | 1 | 0 | 1 | 84818051 | 550520 00001 | 550520 00001
550521 | THERMAL POWER PLANT | THERMAL POWER STATION SYSTEMS | KIT VARIMIX WARM WATER 4W. KV4 | NI | THERMAL POWER STATION SYSTEMS | 910.43 | 10.8 | 1 | 0 | 1 | 84818051 | 550521 00001 | 550521 00001
550522 | THERMAL POWER PLANT | THERMAL POWER STATION SYSTEMS | KIT VARIMIX WARM WATER 4W. KV2 | NI | THERMAL POWER STATION SYSTEMS | 910.43 | 0 | 1 | 0 | 1 | 84818051 | 550522 00001 | 550522 00001
550530 | THERMAL POWER PLANT | THERMAL POWER STATION SYSTEMS | AVAR 00 KIT FOR EXPANSION TANK | NI | THERMAL POWER STATION SYSTEMS | 59.01 | 0.751 | 10 | 0 | 10 | 84811099 | 550530 00010 | 550530 00010
550580 | THERMAL POWER PLANT | THERMAL POWER STATION SYSTEMS | AC 632 SDOPPIATORE X TUBO 3/4 | NI | THERMAL POWER STATION SYSTEMS | 27.5 | 0.408 | 6 | 8 | 48 | 74122000 | 550580 00006 | 550580 00048
550600 | THERMAL POWER PLANT | THERMAL POWER STATION SYSTEMS | VAR 00 VARIMIX INLET EU | NI | THERMAL POWER STATION SYSTEMS | 376.65 | 4.502 | 1 | 0 | 1 | 84818051 | 550600 00001 | 550600 00001
550601 | THERMAL POWER PLANT | THERMAL POWER STATION SYSTEMS | AVAR 03 INSULAT. VARIMIX INLET | NI | THERMAL POWER STATION SYSTEMS | 60.9 | 0.124 | 3 | 0 | 3 | 39269097 | 550601 00003 | 550601 00003
550602 | THERMAL POWER PLANT | THERMAL POWER STATION SYSTEMS | AVAR 04 INSULAT.MODULAR MANIF. | NI | THERMAL POWER STATION SYSTEMS | 27.63 | 0.1545 | 1 | 0 | 1 | 39269097 | 550602 00001 | 550602 00001
550603 | THERMAL POWER PLANT | THERMAL POWER STATION SYSTEMS | AVAR 05 INSULAT.HIGH-LOW TEMP. | NI | THERMAL POWER STATION SYSTEMS | 35.57 | 0.41 | 1 | 0 | 1 | 39269097 | 550603 00001 | 550603 00001
550610 | THERMAL POWER PLANT | THERMAL POWER STATION SYSTEMS | VAR 10 VARIMIX HOT WATER EU | NI | THERMAL POWER STATION SYSTEMS | 360.49 | 5 | 1 | 0 | 1 | 84818051 | 550610 00001 | 550610 00001
550611 | THERMAL POWER PLANT | THERMAL POWER STATION SYSTEMS | VAR 11 VARIMIX HOT WATER 2 EU | NI | THERMAL POWER STATION SYSTEMS | 444.19 | 4.928 | 1 | 0 | 1 | 84818051 | 550611 00001 | 550611 00001
550620 | THERMAL POWER PLANT | THERMAL POWER STATION SYSTEMS | VAR 20 VARIMIX MIX 3W. KV4 EU | NI | THERMAL POWER STATION SYSTEMS | 551.87 | 6.06 | 1 | 0 | 1 | 84818051 | 550620 00001 | 550620 00001
550621 | THERMAL POWER PLANT | THERMAL POWER STATION SYSTEMS | VAR 21 VARIMIX MIX. 4W. KV4 EU | NI | THERMAL POWER STATION SYSTEMS | 551.87 | 6.116 | 1 | 0 | 1 | 84818051 | 550621 00001 | 550621 00001
550622 | THERMAL POWER PLANT | THERMAL POWER STATION SYSTEMS | VAR 22 VARIMIX MIX 4W. KV2 EU | NI | THERMAL POWER STATION SYSTEMS | 551.87 | 6.15 | 1 | 0 | 1 | 84818051 | 550622 00001 | 550622 00001
550626 | THERMAL POWER PLANT | THERMAL POWER STATION SYSTEMS | VAR 23 VARIMIX MIX 3W. KV8 EU | NI | THERMAL POWER STATION SYSTEMS | 551.87 | 6.06 | 1 | 0 | 1 | 84818051 | 550626 00001 | 550626 00001
550630 | THERMAL POWER PLANT | THERMAL POWER STATION SYSTEMS | VAR 30 COL.PARALLELO VARIMIX | NI | THERMAL POWER STATION SYSTEMS | 272.47 | 4.282 | 1 | 0 | 1 | 74122000 | 550630 00001 | 550630 00001
506280NB | THERMAL POWER PLANT | THERMAL POWER STATION SYSTEMS | KIT MULTIMIX HOT WATER NO BY | NI | THERMAL POWER STATION SYSTEMS | 335.84 | 2.994 | 1 | 0 | 1 | 84811099 | 506280NB 00001 | 506280NB 00001
506280P | THERMAL POWER PLANT | THERMAL POWER STATION SYSTEMS | KIT MULTIMIX HOT WATER+POMPA | NI | THERMAL POWER STATION SYSTEMS | 565.59 | 5.8 | 1 | 0 | 1 | 84811099 | 506280P 00001 | 506280P 00001
506280PE | THERMAL POWER PLANT | THERMAL POWER STATION SYSTEMS | KIT MULTIMIX HOT WATER+POMPA E | NI | THERMAL POWER STATION SYSTEMS | 655.68 | 5.8 | 1 | 0 | 1 | 84811099 | 506280PE 00001 | 506280PE 00001
506280PEI | THERMAL POWER PLANT | THERMAL POWER STATION SYSTEMS | KIT MULTIMIX HOT WATER+POMPA E | NI | THERMAL POWER STATION SYSTEMS | 714.73 | 5.8 | 1 | 0 | 1 | 84811099 | 506280PEI 00001 | 506280PEI 00001
506281NB | THERMAL POWER PLANT | THERMAL POWER STATION SYSTEMS | KIT MULTIMIX WARM WATER+TER NB | NI | THERMAL POWER STATION SYSTEMS | 458.84 | 3.8 | 1 | 0 | 1 | 84811099 | 506281NB 00001 | 506281NB 00001
506281P | THERMAL POWER PLANT | THERMAL POWER STATION SYSTEMS | KIT MULTIMIX W.WATER+TERM.POMP | NI | THERMAL POWER STATION SYSTEMS | 688.59 | 6.6 | 1 | 0 | 1 | 84811099 | 506281P 00001 | 506281P 00001
506281PE | THERMAL POWER PLANT | THERMAL POWER STATION SYSTEMS | KIT MULTIMIX W.WATER+POMPA E | NI | THERMAL POWER STATION SYSTEMS | 729.19 | 6.6 | 1 | 0 | 1 | 84811099 | 506281PE 00001 | 506281PE 00001
506281PEI | THERMAL POWER PLANT | THERMAL POWER STATION SYSTEMS | KIT MULTIMIX W.WATER+POMPA E | NI | THERMAL POWER STATION SYSTEMS | 883.8 | 6.6 | 1 | 0 | 1 | 84811099 | 506281PEI 00001 | 506281PEI 00001
506281PI | THERMAL POWER PLANT | THERMAL POWER STATION SYSTEMS | KIT MULTIMIX W.WATER+TERM.POMP | NI | THERMAL POWER STATION SYSTEMS | 761.74 | 6.6 | 1 | 0 | 1 | 84811099 | 506281PI 00001 | 506281PI 00001
506285PEI | THERMAL POWER PLANT | THERMAL POWER STATION SYSTEMS | KIT MULTIMIX 1+1+POMP EL COP | NI | THERMAL POWER STATION SYSTEMS | 2350.37 | 20 | 1 | 0 | 1 | 84811099 | 506285PEI 00001 | 506285PEI 00001
506285PI | THERMAL POWER PLANT | THERMAL POWER STATION SYSTEMS | KIT MULTIMIX 1+1+POMP COP | NI | THERMAL POWER STATION SYSTEMS | 2162.12 | 21.2 | 1 | 0 | 1 | 84811099 | 506285PI 00001 | 506285PI 00001
506286PEI | THERMAL POWER PLANT | THERMAL POWER STATION SYSTEMS | KIT MULTIMIX 2+1+POMP EL COP | NI | THERMAL POWER STATION SYSTEMS | 3285.38 | 27.6 | 1 | 0 | 1 | 84811099 | 506286PEI 00001 | 506286PEI 00001
506286PI | THERMAL POWER PLANT | THERMAL POWER STATION SYSTEMS | KIT MULTIMIX 2+1+POMP COP | NI | THERMAL POWER STATION SYSTEMS | 2998.99 | 29.8 | 1 | 0 | 1 | 84811099 | 506286PI 00001 | 506286PI 00001
506287PEI | THERMAL POWER PLANT | THERMAL POWER STATION SYSTEMS | MULTIMIX 1+2+POMP EL C/ISOLAN. | NI | THERMAL POWER STATION SYSTEMS | 3154.29 | 29.2 | 1 | 0 | 1 | 84811099 | 506287PEI 00001 | 506287PEI 00001
506287PI | THERMAL POWER PLANT | THERMAL POWER STATION SYSTEMS | MULTIMIX 1+2+POMP C/ISOLANTE | NI | THERMAL POWER STATION SYSTEMS | 2876 | 0 | 1 | 1 | 1 | 84811099 | 506287PI 00001 | 506287PI 00001
506288PEI | THERMAL POWER PLANT | THERMAL POWER STATION SYSTEMS | MULTIMIX 2+0+POMP EL C/ISOLANT | NI | THERMAL POWER STATION SYSTEMS | 2481.45 | 20.6 | 1 | 1 | 1 | 84811099 | 506288PEI 00001 | 506288PEI 00001
506288PI | THERMAL POWER PLANT | THERMAL POWER STATION SYSTEMS | MULTIMIX 2+0+POMP C/ISOLANTE | NI | THERMAL POWER STATION SYSTEMS | 2285.12 | 22 | 1 | 1 | 1 | 84811099 | 506288PI 00001 | 506288PI 00001
506289PEI | THERMAL POWER PLANT | THERMAL POWER STATION SYSTEMS | MULTIMIX 3+0+POMP EL C/ISOLANT | NI | THERMAL POWER STATION SYSTEMS | 3416.48 | 28.8 | 1 | 0 | 1 | 84811099 | 506289PEI 00001 | 506289PEI 00001
506289PI | THERMAL POWER PLANT | THERMAL POWER STATION SYSTEMS | MULTIMIX 3+0+POMP C/ISOLANTE | NI | THERMAL POWER STATION SYSTEMS | 3121.96 | 30.6 | 1 | 0 | 1 | 84811099 | 506289PI 00001 | 506289PI 00001
506290PEI | THERMAL POWER PLANT | THERMAL POWER STATION SYSTEMS | MULTIMIX 0+2+POMP EL COP | NI | THERMAL POWER STATION SYSTEMS | 2219.26 | 19.6 | 1 | 0 | 1 | 84811099 | 506290PEI 00001 | 506290PEI 00001
506290PI | THERMAL POWER PLANT | THERMAL POWER STATION SYSTEMS | MULTIMIX 0+2+POMPE COP | NI | THERMAL POWER STATION SYSTEMS | 2039.14 | 21.2 | 1 | 1 | 1 | 84811099 | 506290PI 00001 | 506290PI 00001
506291PEI | THERMAL POWER PLANT | THERMAL POWER STATION SYSTEMS | MULTIMIX 0+3+POMP EL COP | NI | THERMAL POWER STATION SYSTEMS | 3023.19 | 26.6 | 1 | 0 | 1 | 84811099 | 506291PEI 00001 | 506291PEI 00001
506291PI | THERMAL POWER PLANT | THERMAL POWER STATION SYSTEMS | MULTIMIX 0+3+POMPE COP | NI | THERMAL POWER STATION SYSTEMS | 2753.01 | 29.4 | 1 | 0 | 1 | 84811099 | 506291PI 00001 | 506291PI 00001
508134NA | THERMAL POWER PLANT | THERMAL POWER STATION SYSTEMS | KIT MMX-C 1H+1M NA | NI | THERMAL POWER STATION SYSTEMS | 1217.87 | 11 | 1 | 0 | 1 | 84811099 | 508134NA 00001 | 508134NA 00001
508134PEI | THERMAL POWER PLANT | THERMAL POWER STATION SYSTEMS | KIT MMX 1H+1M PMP EL+I | NI | THERMAL POWER STATION SYSTEMS | 1710.84 | 13.15 | 1 | 0 | 1 | 84811099 | 508134PEI 00001 | 508134PEI 00001
508135NA | THERMAL POWER PLANT | THERMAL POWER STATION SYSTEMS | KIT MMX-C 1H+2M NA | NI | THERMAL POWER STATION SYSTEMS | 1760.89 | 0 | 1 | 0 | 1 | 84811099 | 508135NA 00001 | 508135NA 00001
508135PEI | THERMAL POWER PLANT | THERMAL POWER STATION SYSTEMS | KIT MMX 1H+2M PMP EL+I | NI | THERMAL POWER STATION SYSTEMS | 2457.02 | 17.4 | 1 | 0 | 1 | 84811099 | 508135PEI 00001 | 508135PEI 00001
508136NA | THERMAL POWER PLANT | THERMAL POWER STATION SYSTEMS | KIT MMX-C 2H+1M NA | NI | THERMAL POWER STATION SYSTEMS | 1562.47 | 0 | 1 | 0 | 1 | 84811099 | 508136NA 00001 | 508136NA 00001
508136PEI | THERMAL POWER PLANT | THERMAL POWER STATION SYSTEMS | KIT MMX 2H+1M PMP EL+I | NI | THERMAL POWER STATION SYSTEMS | 2260.9 | 15.8 | 1 | 0 | 1 | 84811099 | 508136PEI 00001 | 508136PEI 00001
508137NA | THERMAL POWER PLANT | THERMAL POWER STATION SYSTEMS | KIT MMX-C 0H+2M NA | NI | THERMAL POWER STATION SYSTEMS | 1467.59 | 0 | 1 | 0 | 1 | 84811099 | 508137NA 00001 | 508137NA 00001
508137PEI | THERMAL POWER PLANT | THERMAL POWER STATION SYSTEMS | KIT MMX 2M PMP EL+I | NI | THERMAL POWER STATION SYSTEMS | 1906.97 | 13.8 | 1 | 0 | 1 | 84811099 | 508137PEI 00001 | 508137PEI 00001
508138NA | THERMAL POWER PLANT | THERMAL POWER STATION SYSTEMS | KIT MMX-C 0H+3M NA | NI | THERMAL POWER STATION SYSTEMS | 1985.06 | 0 | 1 | 0 | 1 | 84811099 | 508138NA 00001 | 508138NA 00001
508138PEI | THERMAL POWER PLANT | THERMAL POWER STATION SYSTEMS | KIT MMX 3M PMP EL+I | NI | THERMAL POWER STATION SYSTEMS | 2653.15 | 17.6 | 1 | 0 | 1 | 84811099 | 508138PEI 00001 | 508138PEI 00001
508139NA | THERMAL POWER PLANT | THERMAL POWER STATION SYSTEMS | KIT MMX-C 2H+0M NA | NI | THERMAL POWER STATION SYSTEMS | 1034.96 | 0 | 1 | 0 | 1 | 84811099 | 508139NA 00001 | 508139NA 00001
508139PEI | THERMAL POWER PLANT | THERMAL POWER STATION SYSTEMS | KIT MMX 2H POP EL I | NI | THERMAL POWER STATION SYSTEMS | 1514.7 | 11.4 | 1 | 0 | 1 | 84811099 | 508139PEI 00001 | 508139PEI 00001
508140NA | THERMAL POWER PLANT | THERMAL POWER STATION SYSTEMS | KIT MMX-C 3H+0M NA | NI | THERMAL POWER STATION SYSTEMS | 1364.05 | 0 | 1 | 0 | 1 | 84811099 | 508140NA 00001 | 508140NA 00001
508140PEI | THERMAL POWER PLANT | THERMAL POWER STATION SYSTEMS | KIT MMX 3H PMP EL I | NI | THERMAL POWER STATION SYSTEMS | 2064.77 | 14.4 | 1 | 0 | 1 | 84811099 | 508140PEI 00001 | 508140PEI 00001
508153NA | THERMAL POWER PLANT | THERMAL POWER STATION SYSTEMS | MMX ECO 2W NA | NI | THERMAL POWER STATION SYSTEMS | 401.73 | 4.774 | 1 | 0 | 1 | 84811099 | 508153NA 00001 | 508153NA 00001
508154NA | THERMAL POWER PLANT | THERMAL POWER STATION SYSTEMS | MMX ECO 3W NA | NI | THERMAL POWER STATION SYSTEMS | 455.01 | 9.816 | 1 | 0 | 1 | 84811099 | 508154NA 00001 | 508154NA 00001
508155I | THERMAL POWER PLANT | THERMAL POWER STATION SYSTEMS | KIT MMX ECO HOT WATER I | NI | THERMAL POWER STATION SYSTEMS | 215.83 | 1.677 | 1 | 0 | 1 | 84811099 | 508155I 00001 | 508155I 00001
508155NA | THERMAL POWER PLANT | THERMAL POWER STATION SYSTEMS | KIT MMX ECO HOT WATER NA | NI | THERMAL POWER STATION SYSTEMS | 283.34 | 3.2 | 1 | 0 | 1 | 84811099 | 508155NA 00001 | 508155NA 00001
508155PE | THERMAL POWER PLANT | THERMAL POWER STATION SYSTEMS | KIT MMX ECO HOT WATER PMP | NI | THERMAL POWER STATION SYSTEMS | 493.35 | 2.844 | 1 | 0 | 1 | 84811099 | 508155PE 00001 | 508155PE 00001
508155PEI | THERMAL POWER PLANT | THERMAL POWER STATION SYSTEMS | KIT MMX ECO HOT WATER I+PMP | NI | THERMAL POWER STATION SYSTEMS | 566.51 | 3.3 | 1 | 0 | 1 | 84811099 | 508155PEI 00001 | 508155PEI 00001
508156I | THERMAL POWER PLANT | THERMAL POWER STATION SYSTEMS | KIT MMX ECO WARM WATER I | NI | THERMAL POWER STATION SYSTEMS | 411.95 | 2.6 | 1 | 0 | 1 | 84811099 | 508156I 00001 | 508156I 00001
508156NA | THERMAL POWER PLANT | THERMAL POWER STATION SYSTEMS | KIT MMX ECO WARM WATER NA | NI | THERMAL POWER STATION SYSTEMS | 507.49 | 3.2 | 1 | 0 | 1 | 84811099 | 508156NA 00001 | 508156NA 00001
508156PE | THERMAL POWER PLANT | THERMAL POWER STATION SYSTEMS | KIT MMX ECO WARM WATER PMP | NI | THERMAL POWER STATION SYSTEMS | 689.48 | 3.825 | 1 | 0 | 1 | 84811099 | 508156PE 00001 | 508156PE 00001
508156PEI | THERMAL POWER PLANT | THERMAL POWER STATION SYSTEMS | KIT MMX ECO WARM WATER I+PMP | NI | THERMAL POWER STATION SYSTEMS | 762.65 | 4.29 | 1 | 0 | 1 | 84811099 | 508156PEI 00001 | 508156PEI 00001
550600NA | THERMAL POWER PLANT | THERMAL POWER STATION SYSTEMS | VAR 00 VARIMIX INLET NA | NI | THERMAL POWER STATION SYSTEMS | 392.62 | 6 | 1 | 0 | 1 | 84818051 | 550600NA 00001 | 550600NA 00001
550610P | THERMAL POWER PLANT | THERMAL POWER STATION SYSTEMS | VAR 10 VARIMIX HOT WATER EU | NI | THERMAL POWER STATION SYSTEMS | 571.33 | 5 | 1 | 0 | 1 | 84818051 | 550610P 00001 | 550610P 00001
550610PE | THERMAL POWER PLANT | THERMAL POWER STATION SYSTEMS | VAR 10 VARIMIX HOT WATER E | NI | THERMAL POWER STATION SYSTEMS | 790.59 | 7.4 | 1 | 0 | 1 | 84818051 | 550610PE 00001 | 550610PE 00001
550611P | THERMAL POWER PLANT | THERMAL POWER STATION SYSTEMS | VAR 11 VARIMIX HOT WATER 2 EU | NI | THERMAL POWER STATION SYSTEMS | 655.02 | 4.928 | 1 | 0 | 1 | 84818051 | 550611P 00001 | 550611P 00001
550620LT | THERMAL POWER PLANT | THERMAL POWER STATION SYSTEMS | VAR 20 VARIMIX MIX 3W. KV4 EU | NI | THERMAL POWER STATION SYSTEMS | 551.87 | 0 | 1 | 0 | 1 | 84818051 | 550620LT 00001 | 550620LT 00001
550620NB | THERMAL POWER PLANT | THERMAL POWER STATION SYSTEMS | VAR 20 VARIMIX MIX 3W. KV4 EU | NI | THERMAL POWER STATION SYSTEMS | 540.89 | 6.06 | 1 | 0 | 1 | 84818051 | 550620NB 00001 | 550620NB 00001
550620NBLT | THERMAL POWER PLANT | THERMAL POWER STATION SYSTEMS | VAR 20 VARIMIX MIX 3W. KV4 EU | NI | THERMAL POWER STATION SYSTEMS | 540.89 | 5.64 | 1 | 0 | 1 | 84818051 | 550620NBLT 00001 | 550620NBLT 00001
550620P | THERMAL POWER PLANT | THERMAL POWER STATION SYSTEMS | VAR 20 VARIMIX MIX 3W. KV4 EU | NI | THERMAL POWER STATION SYSTEMS | 762.7 | 6.06 | 1 | 0 | 1 | 84818051 | 550620P 00001 | 550620P 00001
550620PE | THERMAL POWER PLANT | THERMAL POWER STATION SYSTEMS | VAR 20 VARIMIX MIX 3W. KV4 E | NI | THERMAL POWER STATION SYSTEMS | 981.97 | 7.6 | 1 | 0 | 1 | 84818051 | 550620PE 00001 | 550620PE 00001
550620PELT | THERMAL POWER PLANT | THERMAL POWER STATION SYSTEMS | VAR 20 VARIMIX MIX 3W. KV4 E | NI | THERMAL POWER STATION SYSTEMS | 981.97 | 7.688 | 1 | 0 | 1 | 84818051 | 550620PELT 00001 | 550620PELT 00001
550620PLT | THERMAL POWER PLANT | THERMAL POWER STATION SYSTEMS | VAR 20 VARIMIX MIX 3W. KV4 EU | NI | THERMAL POWER STATION SYSTEMS | 762.7 | 0 | 1 | 0 | 1 | 84818051 | 550620PLT 00001 | 550620PLT 00001
550621LT | THERMAL POWER PLANT | THERMAL POWER STATION SYSTEMS | VAR 21 VARIMIX MIX. 4W. KV4 EU | NI | THERMAL POWER STATION SYSTEMS | 551.87 | 0 | 1 | 0 | 1 | 84818051 | 550621LT 00001 | 550621LT 00001
550621NB | THERMAL POWER PLANT | THERMAL POWER STATION SYSTEMS | VAR 21 VARIMIX MIX. 4W. KV4 EU | NI | THERMAL POWER STATION SYSTEMS | 540.89 | 5.75 | 1 | 0 | 1 | 84818051 | 550621NB 00001 | 550621NB 00001
550621NBLT | THERMAL POWER PLANT | THERMAL POWER STATION SYSTEMS | VAR 21 VARIMIX MIX. 4W. KV4 EU | NI | THERMAL POWER STATION SYSTEMS | 540.89 | 5.652 | 1 | 0 | 1 | 84818051 | 550621NBLT 00001 | 550621NBLT 00001
550621P | THERMAL POWER PLANT | THERMAL POWER STATION SYSTEMS | VAR 21 VARIMIX MIX. 4W. KV4 EU | NI | THERMAL POWER STATION SYSTEMS | 762.7 | 6.116 | 1 | 0 | 1 | 84818051 | 550621P 00001 | 550621P 00001
550621PE | THERMAL POWER PLANT | THERMAL POWER STATION SYSTEMS | VAR 21 VARIMIX MIX. 4W. KV4 E | NI | THERMAL POWER STATION SYSTEMS | 981.97 | 8.04 | 1 | 0 | 1 | 84818051 | 550621PE 00001 | 550621PE 00001
550621PELT | THERMAL POWER PLANT | THERMAL POWER STATION SYSTEMS | VAR 21 VARIMIX MIX. 4W. KV4 E | NI | THERMAL POWER STATION SYSTEMS | 981.97 | 7.535 | 1 | 0 | 1 | 84818051 | 550621PELT 00001 | 550621PELT 00001
550621PLT | THERMAL POWER PLANT | THERMAL POWER STATION SYSTEMS | VAR 21 VARIMIX MIX. 4W. KV4 EU | NI | THERMAL POWER STATION SYSTEMS | 762.7 | 0 | 1 | 0 | 1 | 84818051 | 550621PLT 00001 | 550621PLT 00001
550622LT | THERMAL POWER PLANT | THERMAL POWER STATION SYSTEMS | VAR 22 VARIMIX MIX 4W. KV2 EU | NI | THERMAL POWER STATION SYSTEMS | 551.87 | 0 | 1 | 0 | 1 | 84818051 | 550622LT 00001 | 550622LT 00001
550622NB | THERMAL POWER PLANT | THERMAL POWER STATION SYSTEMS | VAR 22 VARIMIX MIX 4W. KV2 EU | NI | THERMAL POWER STATION SYSTEMS | 540.89 | 5.716 | 1 | 0 | 1 | 84818051 | 550622NB 00001 | 550622NB 00001
550622NBLT | THERMAL POWER PLANT | THERMAL POWER STATION SYSTEMS | VAR 22 VARIMIX MIX 4W. KV2 EU | NI | THERMAL POWER STATION SYSTEMS | 540.89 | 0 | 1 | 0 | 1 | 84818051 | 550622NBLT 00001 | 550622NBLT 00001
550622P | THERMAL POWER PLANT | THERMAL POWER STATION SYSTEMS | VAR 22 VARIMIX MIX 4W. KV2 EU | NI | THERMAL POWER STATION SYSTEMS | 762.7 | 6.15 | 1 | 0 | 1 | 84818051 | 550622P 00001 | 550622P 00001
550622PE | THERMAL POWER PLANT | THERMAL POWER STATION SYSTEMS | VAR 22 VARIMIX MIX 4W. KV2 E | NI | THERMAL POWER STATION SYSTEMS | 981.97 | 7.8 | 1 | 0 | 1 | 84818051 | 550622PE 00001 | 550622PE 00001
550622PELT | THERMAL POWER PLANT | THERMAL POWER STATION SYSTEMS | VAR 22 VARIMIX MIX 4W. KV2 E | NI | THERMAL POWER STATION SYSTEMS | 981.97 | 0 | 1 | 0 | 1 | 84818051 | 550622PELT 00001 | 550622PELT 00001
550622PLT | THERMAL POWER PLANT | THERMAL POWER STATION SYSTEMS | VAR 22 VARIMIX MIX 4W. KV2 EU | NI | THERMAL POWER STATION SYSTEMS | 762.7 | 8 | 1 | 0 | 1 | 84818051 | 550622PLT 00001 | 550622PLT 00001
550626LT | THERMAL POWER PLANT | THERMAL POWER STATION SYSTEMS | VAR 23 VARIMIX MIX 3W. KV8 EU | NI | THERMAL POWER STATION SYSTEMS | 551.87 | 0 | 1 | 0 | 1 | 84818051 | 550626LT 00001 | 550626LT 00001
550626NB | THERMAL POWER PLANT | THERMAL POWER STATION SYSTEMS | VAR 23 VARIMIX MIX 3W. KV8 EU | NI | THERMAL POWER STATION SYSTEMS | 540.89 | 5.684 | 1 | 0 | 1 | 84818051 | 550626NB 00001 | 550626NB 00001
550626NBLT | THERMAL POWER PLANT | THERMAL POWER STATION SYSTEMS | VAR 23 VARIMIX MIX 3W. KV8 EU | NI | THERMAL POWER STATION SYSTEMS | 540.89 | 5.712 | 1 | 0 | 1 | 84818051 | 550626NBLT 00001 | 550626NBLT 00001
550626P | THERMAL POWER PLANT | THERMAL POWER STATION SYSTEMS | VAR 23 VARIMIX MIX 3W. KV8 EU | NI | THERMAL POWER STATION SYSTEMS | 762.7 | 6.06 | 1 | 0 | 1 | 84818051 | 550626P 00001 | 550626P 00001
550626PE | THERMAL POWER PLANT | THERMAL POWER STATION SYSTEMS | VAR 23 VARIMIX MIX 3W. KV8 E | NI | THERMAL POWER STATION SYSTEMS | 981.97 | 7.6 | 1 | 0 | 1 | 84818051 | 550626PE 00001 | 550626PE 00001
550626PELT | THERMAL POWER PLANT | THERMAL POWER STATION SYSTEMS | VAR 23 VARIMIX MIX 3W. KV8 E | NI | THERMAL POWER STATION SYSTEMS | 981.97 | 7.65 | 1 | 0 | 1 | 84818051 | 550626PELT 00001 | 550626PELT 00001
550626PLT | THERMAL POWER PLANT | THERMAL POWER STATION SYSTEMS | VAR 23 VARIMIX MIX 3W. KV8 EU | NI | THERMAL POWER STATION SYSTEMS | 762.7 | 0 | 1 | 0 | 1 | 84818051 | 550626PLT 00001 | 550626PLT 00001
500933 | THERMAL POWER PLANT | PUMPS & CIRCULATORS | AC 633 DIMA X POMPA 130 C/OR | HK | PUMPS & CIRCULATORS | 29.19 | 0.6436 | 25 | 0 | 25 | 74122000 | 500933 00025 | 500933 00025
500934 | THERMAL POWER PLANT | PUMPS & CIRCULATORS | AC 633 DIMA X POMPA 180 C/OR | HK | PUMPS & CIRCULATORS | 30.92 | 0.949 | 20 | 0 | 20 | 74122000 | 500934 00020 | 500934 00020
550002 | THERMAL POWER PLANT | PUMPS & CIRCULATORS | CIRC.SAN.ECOCIRC PRO 15-1/65 | HK | PUMPS & CIRCULATORS | 367 | 0.805 | 1 | 0 | 1 | 0 | 550002 00001 | 550002 00001
GRUN04F-180 | THERMAL POWER PLANT | PUMPS & CIRCULATORS | CIRC.ALPHA 2L 25-60 OC 180MM | HK | PUMPS & CIRCULATORS | 535.26 | 2.4 | 5 | 0 | 5 | 84136020 | GRUN04F-180 00005 | GRUN04F-180 00005
WILO11F | THERMAL POWER PLANT | PUMPS & CIRCULATORS | PARA 15-130/6-43/SC | HK | PUMPS & CIRCULATORS | 329 | 1.575 | 2 | 0 | 2 | 0 | WILO11F 00002 | WILO11F 00002
WILO12F | THERMAL POWER PLANT | PUMPS & CIRCULATORS | PARA 15-130/9-87/SC-6#WIT | HK | PUMPS & CIRCULATORS | 555.55 | 1.905 | 2 | 0 | 2 | 0 | WILO12F 00002 | WILO12F 00002
WILO1Z | THERMAL POWER PLANT | PUMPS & CIRCULATORS | CIRC.SAN.ZRS 12/2 130 COMPOS. | HK | PUMPS & CIRCULATORS | 176.6 | 1.476 | 1 | 0 | 1 | 84136020 | WILO1Z 00001 | WILO1Z 00001
WILO2Z | THERMAL POWER PLANT | PUMPS & CIRCULATORS | CIRC.SAN.ZRS 12/6 130 COMPOS. | HK | PUMPS & CIRCULATORS | 192.42 | 1.842 | 1 | 0 | 1 | 84136020 | WILO2Z 00001 | WILO2Z 00001
WILO3F | THERMAL POWER PLANT | PUMPS & CIRCULATORS | CIRC.STAR RS 25/6-130 | HK | PUMPS & CIRCULATORS | 216.14 | 2.4 | 5 | 0 | 5 | 84136020 | WILO3F 00005 | WILO3F 00005
WILO3F-180 | THERMAL POWER PLANT | PUMPS & CIRCULATORS | CIRC.STAR RS 25/6-180 | HK | PUMPS & CIRCULATORS | 230.63 | 2.538 | 1 | 0 | 1 | 84136020 | WILO3F-180 00001 | WILO3F-180 00001
WILO4F | THERMAL POWER PLANT | PUMPS & CIRCULATORS | CIRC.PARA 25-130/7-50-SC-12+CA | HK | PUMPS & CIRCULATORS | 312 | 1.791 | 3 | 0 | 3 | 84136020 | WILO4F 00003 | WILO4F 00003
WILO4F-110 | THERMAL POWER PLANT | PUMPS & CIRCULATORS | CIRC.YON.PARA RS 15/6-110 RKA | HK | PUMPS & CIRCULATORS | 341.98 | 1.637 | 1 | 4 | 4 | 84136020 | WILO4F-110 00001 | WILO4F-110 00004
WILO4F-180 | THERMAL POWER PLANT | PUMPS & CIRCULATORS | CIRC.YON.PARA RS 25/6-180 RKA | HK | PUMPS & CIRCULATORS | 336.07 | 1.971 | 3 | 0 | 3 | 84136020 | WILO4F-180 00003 | WILO4F-180 00003
WILO4F-180SAP | THERMAL POWER PLANT | PUMPS & CIRCULATORS | CIRC.YON.PARA PWM 25/7-180 | HK | PUMPS & CIRCULATORS | 350.88 | 2.055 | 1 | 0 | 1 | 84136020 | WILO4F-180SAP00001 | WILO4F-180SAP00001
WILO5SE | THERMAL POWER PLANT | PUMPS & CIRCULATORS | CIRC PARA ST 15-130/7-50-PWM-6 | HK | PUMPS & CIRCULATORS | 338.75 | 1.694 | 1 | 0 | 1 | 84136020 | WILO5SE 00001 | WILO5SE 00001
WILO5SF | THERMAL POWER PLANT | PUMPS & CIRCULATORS | CIRC.SOL.ST 15/6-130 | HK | PUMPS & CIRCULATORS | 224.05 | 0 | 1 | 1 | 1 | 84136020 | WILO5SF 00001 | WILO5SF 00001
WILO6-180 | THERMAL POWER PLANT | PUMPS & CIRCULATORS | CIRC.TOP S 25/10-180 | HK | PUMPS & CIRCULATORS | 724.86 | 0 | 1 | 0 | 1 | 84136020 | WILO6-180 00001 | WILO6-180 00001
WILO6-180SAP | THERMAL POWER PLANT | PUMPS & CIRCULATORS | CIR.STRAT.PARA 25/1-12-180 T10 | HK | PUMPS & CIRCULATORS | 1375.91 | 6 | 1 | 0 | 1 | 84136020 | WILO6-180SAP 00001 | WILO6-180SAP 00001
WILO8-180SAP | THERMAL POWER PLANT | PUMPS & CIRCULATORS | CIR.PARA MAXO 25-180-8-F21-D06 | HK | PUMPS & CIRCULATORS | 880.37 | 4.4 | 1 | 0 | 1 | 84136020 | WILO8-180SAP 00001 | WILO8-180SAP 00001
WILO8SE | THERMAL POWER PLANT | PUMPS & CIRCULATORS | PARA ST 15-130/8-75/IPWM2-6#WI | HK | PUMPS & CIRCULATORS | 350.9 | 1.811 | 1 | 0 | 1 | 84136020 | WILO8SE 00001 | WILO8SE 00001
WILO8SF | THERMAL POWER PLANT | PUMPS & CIRCULATORS | CIRC.SOL WILO ST15/8 130 MOLEX | HK | PUMPS & CIRCULATORS | 313.67 | 0 | 1 | 0 | 1 | 84136020 | WILO8SF 00001 | WILO8SF 00001
WILO9SE | THERMAL POWER PLANT | PUMPS & CIRCULATORS | CIR.STRAT.PARA 25/1-11-180 T11 | HK | PUMPS & CIRCULATORS | 938.36 | 4.1 | 1 | 0 | 1 | 84136020 | WILO9SE 00001 | WILO9SE 00001
I-SST1000 | THERMAL POWER PLANT | TANKS | ACC.INERZ.SC.SOLARE STRAT1000L | Z5 | TANKS | 4111.27 | 0 | 1 | 0 | 1 | 0 | I-SST1000 00001 | I-SST1000 00001
I-SST1500 | THERMAL POWER PLANT | TANKS | ACC.INERZ.SC.SOLARE STRAT1500L | Z5 | TANKS | 5152.11 | 0 | 1 | 0 | 1 | 0 | I-SST1500 00001 | I-SST1500 00001
I-SST500 | THERMAL POWER PLANT | TANKS | ACC.INERZ.SC.SOLARE STRAT.500L | Z5 | TANKS | 3096.46 | 131 | 1 | 0 | 1 | 0 | I-SST500 00001 | I-SST500 00001
I-SST800 | THERMAL POWER PLANT | TANKS | ACC.INERZ.SC.SOLARE STRAT.800L | Z5 | TANKS | 3694.95 | 0 | 1 | 0 | 1 | 0 | I-SST800 00001 | I-SST800 00001
IV1200SC | THERMAL POWER PLANT | TANKS | COIB.ACC.TERM. 1200 LT | Z5 | TANKS | 790.64 | 0 | 1 | 1 | 1 | 0 | IV1200SC 00001 | IV1200SC 00001
IV1200SPC | THERMAL POWER PLANT | TANKS | COIB.ACC.TERM.POWER 1200 LT | Z5 | TANKS | 790.64 | 0 | 1 | 1 | 1 | 0 | IV1200SPC 00001 | IV1200SPC 00001
IV1200SQC | THERMAL POWER PLANT | TANKS | COIB.ACC.TERM. Q 1200 LT | Z5 | TANKS | 790.64 | 0 | 1 | 1 | 1 | 0 | IV1200SQC 00001 | IV1200SQC 00001
IV1500SPC | THERMAL POWER PLANT | TANKS | COIB.ACC.TERM.POWER 1500 LT | Z5 | TANKS | 830.67 | 0 | 1 | 1 | 1 | 0 | IV1500SPC 00001 | IV1500SPC 00001
IV550SC | THERMAL POWER PLANT | TANKS | COIB.ACC.TERM. 550 LT | Z5 | TANKS | 535.43 | 0 | 1 | 1 | 1 | 0 | IV550SC 00001 | IV550SC 00001
IV550SLC | THERMAL POWER PLANT | TANKS | COIB.ACC.TERM.LIGHT 550 LT | Z5 | TANKS | 535.43 | 0 | 1 | 1 | 1 | 0 | IV550SLC 00001 | IV550SLC 00001
IV850SC | THERMAL POWER PLANT | TANKS | COIB.ACC.TERM. 850 LT | Z5 | TANKS | 592.98 | 0 | 1 | 1 | 1 | 0 | IV850SC 00001 | IV850SC 00001
IV850SLC | THERMAL POWER PLANT | TANKS | COIB.ACC.TERM.LIGHT 850 LT | Z5 | TANKS | 622.99 | 0 | 1 | 1 | 1 | 0 | IV850SLC 00001 | IV850SLC 00001
501420 | THERMAL POWER PLANT | MIXING VALVES | MR 01 V.MISC.TERM.RIS. X COL. | PA | AXIAL MIXING VALVES | 68.04 | 0.559 | 2 | 16 | 32 | 84818051 | 501420 00002 | 501420 00032
501421 | THERMAL POWER PLANT | MIXING VALVES | MR 02 V.MISC.TERM.RIS.BASE | PA | AXIAL MIXING VALVES | 68.04 | 0.566 | 2 | 16 | 32 | 84818051 | 501421 00002 | 501421 00032
501422 | THERMAL POWER PLANT | MIXING VALVES | MR 03 V.MISC.TERM.RIS.BASE LAT | PA | AXIAL MIXING VALVES | 68.04 | 0.566 | 2 | 16 | 32 | 84818051 | 501422 00002 | 501422 00032
501547 | THERMAL POWER PLANT | MIXING VALVES | MIX 011 MISC.3VIE 3/4F KV4 IV | PA | AXIAL MIXING VALVES | 62.14 | 0.828 | 1 | 16 | 16 | 84818051 | 501547 00001 | 501547 00016
501548 | THERMAL POWER PLANT | MIXING VALVES | MIX 012 MISC.3VIE 3/4F KV6 IV | PA | AXIAL MIXING VALVES | 62.14 | 0.832 | 1 | 16 | 16 | 84818051 | 501548 00001 | 501548 00016
501549 | THERMAL POWER PLANT | MIXING VALVES | MIX 013 MISC.3VIE 3/4F KV8 IV | PA | AXIAL MIXING VALVES | 62.14 | 0.854 | 1 | 16 | 16 | 84818051 | 501549 00001 | 501549 00016
501550 | THERMAL POWER PLANT | MIXING VALVES | MIX 021 MISC.3VIE 1" F KV8 IV | PA | AXIAL MIXING VALVES | 55.1 | 0.74 | 1 | 16 | 16 | 84818051 | 501550 00001 | 501550 00016
501551 | THERMAL POWER PLANT | MIXING VALVES | MIX 022 MISC.3VIE 1" F KV12 IV | PA | AXIAL MIXING VALVES | 55.1 | 0.745 | 1 | 16 | 16 | 84818051 | 501551 00001 | 501551 00016
501552 | THERMAL POWER PLANT | MIXING VALVES | MIX 031 MISC.3VIE 5/4F KV12 IV | PA | AXIAL MIXING VALVES | 61.02 | 0.938 | 1 | 16 | 16 | 84818051 | 501552 00001 | 501552 00016
501553 | THERMAL POWER PLANT | MIXING VALVES | MIX 032 MISC.3VIE 5/4F KV18 IV | PA | AXIAL MIXING VALVES | 61.02 | 0.818 | 1 | 16 | 16 | 84818051 | 501553 00001 | 501553 00016
501554 | THERMAL POWER PLANT | MIXING VALVES | MIX 111 MISC.4VIE 3/4F KV4 IV | PA | AXIAL MIXING VALVES | 66.33 | 0.955 | 1 | 16 | 16 | 84818051 | 501554 00001 | 501554 00016
501555 | THERMAL POWER PLANT | MIXING VALVES | MIX 112 MISC.4VIE 3/4F KV6 IV | PA | AXIAL MIXING VALVES | 66.33 | 0.952 | 1 | 16 | 16 | 84818051 | 501555 00001 | 501555 00016
501556 | THERMAL POWER PLANT | MIXING VALVES | MIX 113 MISC.4VIE 3/4F KV8 IV | PA | AXIAL MIXING VALVES | 66.33 | 0.994 | 1 | 16 | 16 | 84818051 | 501556 00001 | 501556 00016
501557 | THERMAL POWER PLANT | MIXING VALVES | MIX 121 MISC.4VIE 1" F KV8 IV | PA | AXIAL MIXING VALVES | 59.21 | 0.749 | 1 | 16 | 16 | 84818051 | 501557 00001 | 501557 00016
501558 | THERMAL POWER PLANT | MIXING VALVES | MIX 122 MISC.4VIE 1" F KV12 IV | PA | AXIAL MIXING VALVES | 59.21 | 0.747 | 1 | 16 | 16 | 84818051 | 501558 00001 | 501558 00016
501559 | THERMAL POWER PLANT | MIXING VALVES | MIX 131 MISC.4VIE 5/4F KV12 IV | PA | AXIAL MIXING VALVES | 64.65 | 1.016 | 1 | 16 | 16 | 84818051 | 501559 00001 | 501559 00016
501560 | THERMAL POWER PLANT | MIXING VALVES | MIX 132 MISC.4VIE 5/4F KV18 IV | PA | AXIAL MIXING VALVES | 64.65 | 0.994 | 1 | 16 | 16 | 84818051 | 501560 00001 | 501560 00016
501562 | THERMAL POWER PLANT | MIXING VALVES | MIX 141 MISC.4VIE 6/4F KV28 IV | PA | AXIAL MIXING VALVES | 191.99 | 3.126 | 1 | 6 | 6 | 84818051 | 501562 00001 | 501562 00006
501563 | THERMAL POWER PLANT | MIXING VALVES | MIX 151 MISC.4VIE 2" F KV44 IV | PA | AXIAL MIXING VALVES | 191.99 | 2.434 | 1 | 6 | 6 | 84818051 | 501563 00001 | 501563 00006
501564 | THERMAL POWER PLANT | MIXING VALVES | MIX 041 MISC.3VIE 6/4F KV28 IV | PA | AXIAL MIXING VALVES | 176.83 | 2.834 | 1 | 6 | 6 | 84818051 | 501564 00001 | 501564 00006
501565 | THERMAL POWER PLANT | MIXING VALVES | MIX 051 MISC.3VIE 2" F KV44 IV | PA | AXIAL MIXING VALVES | 176.83 | 2.374 | 1 | 6 | 6 | 84818051 | 501565 00001 | 501565 00006
501578 | THERMAL POWER PLANT | MIXING VALVES | MR 22 V.MISC.DN32 F | PA | AXIAL MIXING VALVES | 214.61 | 1.143 | 1 | 12 | 12 | 84818051 | 501578 00001 | 501578 00012
501579 | THERMAL POWER PLANT | MIXING VALVES | MR 32 V.MISC.BOC.TP DN32 | PA | AXIAL MIXING VALVES | 297.48 | 1.98 | 1 | 8 | 8 | 84818051 | 501579 00001 | 501579 00008
501547NA | THERMAL POWER PLANT | MIXING VALVES | MIX 011 MISC.3VIE 3/4F NPT KV4 | PA | AXIAL MIXING VALVES | 62.14 | 0.828 | 1 | 16 | 16 | 84818051 | 501547NA 00001 | 501547NA 00016
501548NA | THERMAL POWER PLANT | MIXING VALVES | MIX 012 MISC.3VIE 3/4F NPT KV6 | PA | AXIAL MIXING VALVES | 62.14 | 0.78 | 1 | 16 | 16 | 84818051 | 501548NA 00001 | 501548NA 00016
501549NA | THERMAL POWER PLANT | MIXING VALVES | MIX 013 MISC.3VIE 3/4F NPT KV8 | PA | AXIAL MIXING VALVES | 62.14 | 0.778 | 1 | 16 | 16 | 84818051 | 501549NA 00001 | 501549NA 00016
501550NA | THERMAL POWER PLANT | MIXING VALVES | MIX 021 MISC.3VIE 1" F NPT KV8 | PA | AXIAL MIXING VALVES | 62.14 | 0.675 | 1 | 16 | 16 | 84818051 | 501550NA 00001 | 501550NA 00016
501551NA | THERMAL POWER PLANT | MIXING VALVES | MIX 022 MISC.3VIE 1"F NPT KV12 | PA | AXIAL MIXING VALVES | 62.14 | 0.723 | 1 | 16 | 16 | 84818051 | 501551NA 00001 | 501551NA 00016
501553NA | THERMAL POWER PLANT | MIXING VALVES | MIX 032 MISC.3VIE 5/4 NPT KV18 | PA | AXIAL MIXING VALVES | 63.19 | 0.818 | 1 | 16 | 16 | 84818051 | 501553NA 00001 | 501553NA 00016
501554NA | THERMAL POWER PLANT | MIXING VALVES | MIX 111 MISC.4VIE 3/4F NPT KV4 | PA | AXIAL MIXING VALVES | 70.51 | 0.955 | 1 | 16 | 16 | 84818051 | 501554NA 00001 | 501554NA 00016
501557NA | THERMAL POWER PLANT | MIXING VALVES | MIX 121 MISC.4VIE 1" F NPT KV8 | PA | AXIAL MIXING VALVES | 70.51 | 0.749 | 1 | 16 | 16 | 84818051 | 501557NA 00001 | 501557NA 00016
501558NA | THERMAL POWER PLANT | MIXING VALVES | MIX 122 MISC.4VIE 1"F NPT KV12 | PA | AXIAL MIXING VALVES | 70.51 | 0.747 | 1 | 16 | 16 | 84818051 | 501558NA 00001 | 501558NA 00016
501559NA | THERMAL POWER PLANT | MIXING VALVES | MIX 131 MISC.4VIE 5/4 NPT KV12 | PA | AXIAL MIXING VALVES | 73.3 | 1.016 | 1 | 16 | 16 | 84818051 | 501559NA 00001 | 501559NA 00016
501560NA | THERMAL POWER PLANT | MIXING VALVES | MIX 132 MISC.4VIE 5/4 NPT KV18 | PA | AXIAL MIXING VALVES | 73.3 | 0.958 | 1 | 16 | 16 | 84818051 | 501560NA 00001 | 501560NA 00016
501562NA | THERMAL POWER PLANT | MIXING VALVES | MIX 141 MISC.4VIE 6/4 NPT KV28 | PA | AXIAL MIXING VALVES | 200.36 | 3.126 | 1 | 6 | 6 | 84818051 | 501562NA 00001 | 501562NA 00006
501563NA | THERMAL POWER PLANT | MIXING VALVES | MIX 151 MISC.4VIE 2"F NPT KV44 | PA | AXIAL MIXING VALVES | 200.36 | 2.434 | 1 | 6 | 6 | 84818051 | 501563NA 00001 | 501563NA 00006
501564NA | THERMAL POWER PLANT | MIXING VALVES | MIX 041 MISC.3VIE 6/4 NPT KV28 | PA | AXIAL MIXING VALVES | 182.2 | 2.83 | 1 | 6 | 6 | 84818051 | 501564NA 00001 | 501564NA 00006
501565NA | THERMAL POWER PLANT | MIXING VALVES | MIX 051 MISC.3VIE 2"F NPT KV44 | PA | AXIAL MIXING VALVES | 182.2 | 2.32 | 1 | 6 | 6 | 84818051 | 501565NA 00001 | 501565NA 00006
501381 | THERMAL POWER PLANT | MIXING VALVES ACCESSORIES | NRV230 MOT.AXIAL.230V 3P | PC | MIXING VALVES ACCESSORIES | 141.88 | 0.231 | 1 | 100 | 100 | 85011010 | 501381 00001 | 501381 00100
501382 | THERMAL POWER PLANT | MIXING VALVES ACCESSORIES | NRV24 MOT.AXIAL.24V 3P | PC | MIXING VALVES ACCESSORIES | 193.37 | 0.188 | 1 | 100 | 100 | 85011010 | 501382 00001 | 501382 00100
501383 | THERMAL POWER PLANT | MIXING VALVES ACCESSORIES | SRV24 MOT.AXIAL.24V 0-10 V | PC | MIXING VALVES ACCESSORIES | 164.6 | 0.191 | 1 | 100 | 100 | 85011010 | 501383 00001 | 501383 00100
501384 | THERMAL POWER PLANT | MIXING VALVES ACCESSORIES | SRV24 MOT.AX.24V 0-10 V PICV | PC | MIXING VALVES ACCESSORIES | 216.67 | 0.3 | 1 | 0 | 1 | 85011010 | 501384 00001 | 501384 00001
501385 | THERMAL POWER PLANT | MIXING VALVES ACCESSORIES | NRV230 MOT.AX.230V 2P-3P PICV | PC | MIXING VALVES ACCESSORIES | 208.16 | 0.225 | 1 | 0 | 1 | 85011010 | 501385 00001 | 501385 00001
501386 | THERMAL POWER PLANT | MIXING VALVES ACCESSORIES | NRV24 MOT.AX.24V 2P-3P PICV | PC | MIXING VALVES ACCESSORIES | 208.16 | 0.228 | 1 | 0 | 1 | 85011010 | 501386 00001 | 501386 00001
501387 | THERMAL POWER PLANT | MIXING VALVES ACCESSORIES | TE FT02 ATT. EL. 24 V 0-10V PI | PC | MIXING VALVES ACCESSORIES | 137.2 | 0.144 | 1 | 0 | 1 | 85011010 | 501387 00001 | 501387 00001
501388 | THERMAL POWER PLANT | MIXING VALVES ACCESSORIES | TE FT03 ATT. EL. 230V NC PICV | PC | MIXING VALVES ACCESSORIES | 52.77 | 0.133 | 64 | 0 | 64 | 85011010 | 501388 00064 | 501388 00064
501389 | THERMAL POWER PLANT | MIXING VALVES ACCESSORIES | TE FT04 ATT. EL. 24V NC PICV | PC | MIXING VALVES ACCESSORIES | 58.58 | 0.134 | 1 | 70 | 70 | 85011010 | 501389 00001 | 501389 00070
501394 | THERMAL POWER PLANT | MIXING VALVES ACCESSORIES | M106/230 MOTORE ROT. 230V | PC | MIXING VALVES ACCESSORIES | 167.29 | 0.52 | 1 | 8 | 8 | 90329000 | 501394 00001 | 501394 00008
501395 | THERMAL POWER PLANT | MIXING VALVES ACCESSORIES | M106Y/24 MOTORE ROT.0-10V | PC | MIXING VALVES ACCESSORIES | 337.66 | 0.57 | 8 | 0 | 8 | 90329000 | 501395 00008 | 501395 00008
501396 | THERMAL POWER PLANT | MIXING VALVES ACCESSORIES | M106/230 MOTORE ROT. 24V | PC | MIXING VALVES ACCESSORIES | 200.34 | 0.57 | 10 | 0 | 10 | 90329000 | 501396 00010 | 501396 00010
501570 | THERMAL POWER PLANT | MIXING VALVES ACCESSORIES | AMIX 01 MANOPOLA BLU CON VITE | PC | MIXING VALVES ACCESSORIES | 2.029 | 0.025 | 1 | 0 | 1 | 0 | 501570 00001 | 501570 00001
501647 | THERMAL POWER PLANT | MIXING VALVES ACCESSORIES | CC25 ATT.ROTATIVO CON REG.CLIM | PC | MIXING VALVES ACCESSORIES | 949.28 | 1.725 | 1 | 0 | 1 | 85012000 | 501647 00001 | 501647 00001
501648 | THERMAL POWER PLANT | MIXING VALVES ACCESSORIES | ACD20 ATT.ROT.CON REG.P.FISSO | PC | MIXING VALVES ACCESSORIES | 477.76 | 0.782 | 1 | 0 | 1 | 90328900 | 501648 00001 | 501648 00001
500389 | THERMAL POWER PLANT | THERMAL POWER STATION VALVES | AC 623 VALVOLA BYPASS D&S 3/4 | TG | THERMAL POWER STATION VALVES | 47.31 | 0.581 | 5 | 8 | 40 | 74122000 | 500389 00005 | 500389 00040
506110 | THERMAL POWER PLANT | THERMAL POWER STATION VALVES | MANOMETRO P.1/4M 0-6BAR C/GUAR | TG | THERMAL POWER STATION VALVES | 9.04 | 0 | 1 | 4 | 4 | 74122000 | 506110 00001 | 506110 00004
509000 | THERMAL POWER PLANT | THERMAL POWER STATION VALVES | GA 00 GRUP. ALIMENT. 1/2MX1/2F | TG | THERMAL POWER STATION VALVES | 61.71 | 0.54 | 1 | 6 | 6 | 74122000 | 509000 00001 | 509000 00006
5003891 | THERMAL POWER PLANT | THERMAL POWER STATION VALVES | AC 623 V.BYPASS D&S 3/4F X 1"M | TG | THERMAL POWER STATION VALVES | 47.47 | 0.584 | 5 | 8 | 40 | 74122000 | 5003891 00005 | 5003891 00040
5702303 | THERMAL POWER PLANT | THERMAL POWER STATION VALVES | VSC 00 G1/2F-F 3 BAR | TG | THERMAL POWER STATION VALVES | 12.83 | 0.112 | 10 | 8 | 80 | 84814090 | 5702303 00010 | 5702303 00080
5702313 | THERMAL POWER PLANT | THERMAL POWER STATION VALVES | VSC 00 G3/4F-F 3 BAR | TG | THERMAL POWER STATION VALVES | 15.07 | 0.197 | 15 | 8 | 120 | 84814090 | 5702313 00015 | 5702313 00120
5702323 | THERMAL POWER PLANT | THERMAL POWER STATION VALVES | VSC 10 G1/2M-F 3 BAR | TG | THERMAL POWER STATION VALVES | 13.04 | 0.136 | 20 | 8 | 160 | 84814090 | 5702323 00020 | 5702323 00160
5702333 | THERMAL POWER PLANT | THERMAL POWER STATION VALVES | VSC 10 G3/4M-F 3 BAR | TG | THERMAL POWER STATION VALVES | 15.11 | 0.193 | 15 | 8 | 120 | 84814090 | 5702333 00015 | 5702333 00120
5702343 | THERMAL POWER PLANT | THERMAL POWER STATION VALVES | VSC 05 G1/2F-F 3 BAR M.TRO | TG | THERMAL POWER STATION VALVES | 25.24 | 0.264 | 1 | 0 | 1 | 84814090 | 5702343 00001 | 5702343 00001
5702353 | THERMAL POWER PLANT | THERMAL POWER STATION VALVES | VSC 05 G3/4F-F 3 BAR M.TRO | TG | THERMAL POWER STATION VALVES | 27.06 | 0.274 | 1 | 0 | 1 | 84814090 | 5702353 00001 | 5702353 00001
5702363 | THERMAL POWER PLANT | THERMAL POWER STATION VALVES | VSC 15 G1/2M-F 3 BAR M.TRO | TG | THERMAL POWER STATION VALVES | 25.48 | 0.233 | 1 | 0 | 1 | 84814090 | 5702363 00001 | 5702363 00001
5702373 | THERMAL POWER PLANT | THERMAL POWER STATION VALVES | VSC 15 G3/4M-F 3 BAR M.TRO | TG | THERMAL POWER STATION VALVES | 26.97 | 0 | 1 | 0 | 1 | 84814090 | 5702373 00001 | 5702373 00001
5702443 | THERMAL POWER PLANT | THERMAL POWER STATION VALVES | VSC 01 G1/2F-F 3 BAR NO M.TRO | TG | THERMAL POWER STATION VALVES | 14.36 | 0.169 | 20 | 8 | 160 | 84814090 | 5702443 00020 | 5702443 00160
5702453 | THERMAL POWER PLANT | THERMAL POWER STATION VALVES | VSC 01 G3/4F-F 3 BAR NO M.TRO | TG | THERMAL POWER STATION VALVES | 16.18 | 0.186 | 15 | 8 | 120 | 84814090 | 5702453 00015 | 5702453 00120
5702463 | THERMAL POWER PLANT | THERMAL POWER STATION VALVES | VSC 11 G1/2M-F 3 BAR NO M.TRO | TG | THERMAL POWER STATION VALVES | 14.6 | 0.141 | 20 | 8 | 160 | 84814090 | 5702463 00020 | 5702463 00160
5702473 | THERMAL POWER PLANT | THERMAL POWER STATION VALVES | VSC 11 G3/4M-F 3 BAR NO M.TRO | TG | THERMAL POWER STATION VALVES | 16.08 | 0.181 | 15 | 8 | 120 | 84814090 | 5702473 00015 | 5702473 00120
5003891N | THERMAL POWER PLANT | THERMAL POWER STATION VALVES | AC 623N V.BYPASS D&S 3/4FX 1"M | TG | THERMAL POWER STATION VALVES | 51.16 | 0.584 | 5 | 8 | 40 | 74122000 | 5003891N 00005 | 5003891N 00040
500389N | THERMAL POWER PLANT | THERMAL POWER STATION VALVES | AC 623N VALVOLA BYPASS D&S 3/4 | TG | THERMAL POWER STATION VALVES | 49.65 | 0.558 | 5 | 8 | 40 | 74122000 | 500389N 00005 | 500389N 00040
509000SM | THERMAL POWER PLANT | THERMAL POWER STATION VALVES | GA 00 GRUP.ALIM.1/2MX1/2F S/M | TG | THERMAL POWER STATION VALVES | 53.11 | 0.564 | 1 | 5 | 5 | 74122000 | 509000SM 00001 | 509000SM 00005
520049 | THERMAL POWER PLANT | HEATING WATER TREATMENT | DEFANGATORE MAGNETICO-DIRTSTOP | TI | WATER TREATMENT | 125.3 | 0.598 | 1 | 12 | 12 | 84212100 | 520049 00001 | 520049 00012
520151 | THERMAL POWER PLANT | HEATING WATER TREATMENT | POLIFEMO PLUS | TI | WATER TREATMENT | 132.3 | 0.796 | 8 | 0 | 8 | 84212100 | 520151 00008 | 520151 00008
520152 | THERMAL POWER PLANT | HEATING WATER TREATMENT | APF 01 COPPIA CARTUCCE POLIFEM | TI | WATER TREATMENT | 36.2 | 0.11762 | 8 | 4 | 32 | 84212100 | 520152 00008 | 520152 00032
520154 | THERMAL POWER PLANT | HEATING WATER TREATMENT | DEF.DIRTSTOP-XL V8 OTTONE 1"F | TI | WATER TREATMENT | 208.9 | 1.15 | 1 | 5 | 5 | 84212100 | 520154 00001 | 520154 00005
520194 | THERMAL POWER PLANT | HEATING WATER TREATMENT | AC 655G KIT V.SF 1"GXTR22 D.XL | TI | WATER TREATMENT | 52.1 | 0.542 | 1 | 24 | 24 | 84818081 | 520194 00001 | 520194 00024
520195 | THERMAL POWER PLANT | HEATING WATER TREATMENT | AC 655G KIT V.SF 3/4F D.XL | TI | WATER TREATMENT | 39.3 | 0.474 | 1 | 24 | 24 | 84818081 | 520195 00001 | 520195 00024
520196 | THERMAL POWER PLANT | HEATING WATER TREATMENT | AC 655G KIT V.SF 1"F D.XL | TI | WATER TREATMENT | 52.1 | 0.346 | 1 | 24 | 24 | 84818081 | 520196 00001 | 520196 00024
520197 | THERMAL POWER PLANT | HEATING WATER TREATMENT | AC 655G KIT V.SF 1"1/4 F D.XL | TI | WATER TREATMENT | 64.6 | 0.758 | 1 | 24 | 24 | 84818081 | 520197 00001 | 520197 00024
520200 | THERMAL POWER PLANT | HEATING WATER TREATMENT | BRIX D.16 | TI | WATER TREATMENT | 87.2 | 0.544 | 6 | 0 | 6 | 84212100 | 520200 00006 | 520200 00006
520203 | THERMAL POWER PLANT | HEATING WATER TREATMENT | NR.6 RIC.CARBONATO DI CALCIO | TI | WATER TREATMENT | 25.2 | 0.85583 | 1 | 4 | 4 | 28365000 | 520203 00001 | 520203 00004
520210 | THERMAL POWER PLANT | HEATING WATER TREATMENT | POLIFEMO 1/2 | TI | WATER TREATMENT | 131 | 0.696 | 1 | 12 | 12 | 84212100 | 520210 00001 | 520210 00012
520211 | THERMAL POWER PLANT | HEATING WATER TREATMENT | POLIFEMO EXTRA 1/2 | TI | WATER TREATMENT | 153.5 | 0.7 | 1 | 12 | 12 | 84212100 | 520211 00001 | 520211 00012
520212 | THERMAL POWER PLANT | HEATING WATER TREATMENT | POLIFEMO 1" | TI | WATER TREATMENT | 220 | 1.066 | 1 | 12 | 12 | 84212100 | 520212 00001 | 520212 00012
520213 | THERMAL POWER PLANT | HEATING WATER TREATMENT | APF 03 RICARICA POLIFEMO | TI | WATER TREATMENT | 17.5 | 0.074 | 8 | 4 | 32 | 84212100 | 520213 00008 | 520213 00032
520214 | THERMAL POWER PLANT | HEATING WATER TREATMENT | COP.ISOL.POLIFEMO 1/2 | TI | WATER TREATMENT | 44.6 | 0.021 | 4 | 0 | 4 | 0 | 520214 00004 | 520214 00004
520215 | THERMAL POWER PLANT | HEATING WATER TREATMENT | COP.ISOL.POLIFEMO EXTRA 1/2 | TI | WATER TREATMENT | 47 | 0.024 | 4 | 0 | 4 | 84818039 | 520215 00004 | 520215 00004
520216 | THERMAL POWER PLANT | HEATING WATER TREATMENT | COP.ISOL.POLIFEMO 1" | TI | WATER TREATMENT | 51.5 | 0.048 | 3 | 0 | 3 | 84818039 | 520216 00003 | 520216 00003
520217 | THERMAL POWER PLANT | HEATING WATER TREATMENT | COP.ISOL.DIRTSTOP EASY | TI | WATER TREATMENT | 34.5 | 0.03 | 1 | 4 | 4 | 39269097 | 520217 00001 | 520217 00004
520218 | THERMAL POWER PLANT | HEATING WATER TREATMENT | APF 03 RICARICA POLIFEMO 1" | TI | WATER TREATMENT | 29 | 0.158 | 5 | 4 | 20 | 84212100 | 520218 00005 | 520218 00020
520300 | THERMAL POWER PLANT | HEATING WATER TREATMENT | DEF.DIRTSTOP-XL PL G3/4 M | TI | WATER TREATMENT | 222 | 1.655 | 1 | 6 | 6 | 84212100 | 520300 00001 | 520300 00006
520301 | THERMAL POWER PLANT | HEATING WATER TREATMENT | DEF.DIRTSTOP-XL PL G1 M | TI | WATER TREATMENT | 234.5 | 1.71 | 1 | 6 | 6 | 84212100 | 520301 00001 | 520301 00006
520302 | THERMAL POWER PLANT | HEATING WATER TREATMENT | DEF.DIRTSTOP-XL PL G1 1/4 M | TI | WATER TREATMENT | 247 | 1.386 | 1 | 6 | 6 | 84212100 | 520302 00001 | 520302 00006
520303 | THERMAL POWER PLANT | HEATING WATER TREATMENT | DEF.DIRTSTOP-XL PL G3/4 F | TI | WATER TREATMENT | 222 | 1.576 | 1 | 6 | 6 | 84212100 | 520303 00001 | 520303 00006
520304 | THERMAL POWER PLANT | HEATING WATER TREATMENT | DEF.DIRTSTOP-XL PL G1 F | TI | WATER TREATMENT | 234.5 | 1.394 | 1 | 6 | 6 | 84212100 | 520304 00001 | 520304 00006
520305 | THERMAL POWER PLANT | HEATING WATER TREATMENT | DEF.DIRTSTOP-XL PL G1 1/4 F | TI | WATER TREATMENT | 247 | 1.384 | 1 | 6 | 6 | 84212100 | 520305 00001 | 520305 00006
520311 | THERMAL POWER PLANT | HEATING WATER TREATMENT | DEF.DIRTSTOP-XL OT G1 1/4 M | TI | WATER TREATMENT | 210 | 1.085 | 1 | 6 | 6 | 84212100 | 520311 00001 | 520311 00006
520315 | THERMAL POWER PLANT | HEATING WATER TREATMENT | DEF.DIRTSTOP-XL OT G1 M | TI | WATER TREATMENT | 210 | 1.7 | 1 | 6 | 6 | 84212100 | 520315 00001 | 520315 00006
520316 | THERMAL POWER PLANT | HEATING WATER TREATMENT | DEF.DIRTSTOP-XL OT G1 F | TI | WATER TREATMENT | 210 | 1.125 | 1 | 6 | 6 | 84212100 | 520316 00001 | 520316 00006
520317 | THERMAL POWER PLANT | HEATING WATER TREATMENT | DEF.DIRTSTOP-XL OT G1 1/4 F | TI | WATER TREATMENT | 210 | 1.135 | 1 | 6 | 6 | 84212100 | 520317 00001 | 520317 00006
520320 | THERMAL POWER PLANT | HEATING WATER TREATMENT | COP.ISOL.DIRTSTOP XL PL | TI | WATER TREATMENT | 51.5 | 0.14 | 1 | 0 | 1 | 39269097 | 520320 00001 | 520320 00001
520321 | THERMAL POWER PLANT | HEATING WATER TREATMENT | COP.ISOL.DIRTSTOP XL OT | TI | WATER TREATMENT | 51.5 | 0.14 | 1 | 0 | 1 | 39269097 | 520321 00001 | 520321 00001
520350 | THERMAL POWER PLANT | HEATING WATER TREATMENT | BRIX M DIAM.16 | TI | WATER TREATMENT | 78 | 0 | 1 | 6 | 6 | 84212100 | 520350 00001 | 520350 00006
520351 | THERMAL POWER PLANT | HEATING WATER TREATMENT | BRIX M DIAM.20 | TI | WATER TREATMENT | 78 | 0.456 | 1 | 6 | 6 | 84212100 | 520351 00001 | 520351 00006
520352 | THERMAL POWER PLANT | HEATING WATER TREATMENT | BRIX F DIAM.16 | TI | WATER TREATMENT | 76 | 0.502 | 1 | 6 | 6 | 84212100 | 520352 00001 | 520352 00006
520353 | THERMAL POWER PLANT | HEATING WATER TREATMENT | BRIX F DIAM.20 | TI | WATER TREATMENT | 76 | 0.503 | 1 | 6 | 6 | 84212100 | 520353 00001 | 520353 00006
520360 | THERMAL POWER PLANT | HEATING WATER TREATMENT | DIRTSTOP EASY | TI | WATER TREATMENT | 109 | 0.59 | 1 | 12 | 12 | 84212100 | 520360 00001 | 520360 00012
520049W | THERMAL POWER PLANT | HEATING WATER TREATMENT | DEFANGATORE MAGNETICO-DIRTSTOP | TI | WATER TREATMENT | 125.3 | 0.593 | 1 | 12 | 12 | 84212100 | 520049W 00001 | 520049W 00012
520210-CAMP | THERMAL POWER PLANT | HEATING WATER TREATMENT | POLIFEMO 1/2 -CAMPIONI- | TI | WATER TREATMENT | 1 | 0.696 | 1 | 12 | 12 | 84212100 | 520210-CAMP 00001 | 520210-CAMP 00012
520300I | THERMAL POWER PLANT | HEATING WATER TREATMENT | DEF.DIRTSTOP-XL PL G3/4 M | TI | WATER TREATMENT | 273.5 | 0 | 1 | 0 | 1 | 84212100 | 520300I 00001 | 520300I 00001
520301I | THERMAL POWER PLANT | HEATING WATER TREATMENT | DEF.DIRTSTOP-XL PL G1 M | TI | WATER TREATMENT | 286 | 1.54 | 1 | 0 | 1 | 84212100 | 520301I 00001 | 520301I 00001
520302I | THERMAL POWER PLANT | HEATING WATER TREATMENT | DEF.DIRTSTOP-XL PL G1 1/4 M | TI | WATER TREATMENT | 298.5 | 1.535 | 1 | 0 | 1 | 84212100 | 520302I 00001 | 520302I 00001
520303I | THERMAL POWER PLANT | HEATING WATER TREATMENT | DEF.DIRTSTOP-XL PL G3/4 F | TI | WATER TREATMENT | 273.5 | 1.645 | 1 | 0 | 1 | 84212100 | 520303I 00001 | 520303I 00001
520304I | THERMAL POWER PLANT | HEATING WATER TREATMENT | DEF.DIRTSTOP-XL PL G1 F | TI | WATER TREATMENT | 286 | 1.54 | 1 | 0 | 1 | 84212100 | 520304I 00001 | 520304I 00001
520305I | THERMAL POWER PLANT | HEATING WATER TREATMENT | DEF.DIRTSTOP-XL PL G1 1/4 F | TI | WATER TREATMENT | 298.5 | 1.45 | 1 | 0 | 1 | 84212100 | 520305I 00001 | 520305I 00001
520311I | THERMAL POWER PLANT | HEATING WATER TREATMENT | DEF.DIRTSTOP-XL OT G1 1/4 M | TI | WATER TREATMENT | 261.5 | 0 | 1 | 0 | 1 | 84212100 | 520311I 00001 | 520311I 00001
520315I | THERMAL POWER PLANT | HEATING WATER TREATMENT | DEF.DIRTSTOP-XL OT G1 M | TI | WATER TREATMENT | 261.5 | 0 | 1 | 0 | 1 | 84212100 | 520315I 00001 | 520315I 00001
520316I | THERMAL POWER PLANT | HEATING WATER TREATMENT | DEF.DIRTSTOP-XL OT G1 F | TI | WATER TREATMENT | 261.5 | 1.5 | 1 | 0 | 1 | 84212100 | 520316I 00001 | 520316I 00001
520317I | THERMAL POWER PLANT | HEATING WATER TREATMENT | DEF.DIRTSTOP-XL OT G1 1/4 F | TI | WATER TREATMENT | 261.5 | 1.325 | 1 | 0 | 1 | 84212100 | 520317I 00001 | 520317I 00001
520360W | THERMAL POWER PLANT | HEATING WATER TREATMENT | DIRTSTOP EASY | TI | WATER TREATMENT | 109 | 0.59 | 1 | 12 | 12 | 84212100 | 520360W 00001 | 520360W 00012
CH0002 | THERMAL POWER PLANT | HEATING WATER TREATMENT | APF02 CHIAVE POLIFEMO OLD | TI | WATER TREATMENT | 6.5 | 0.0508 | 1 | 0 | 1 | 0 | CH0002 00001 | CH0002 00001
IV100HT | THERMAL POWER PLANT | HEATING WATER TREATMENT | ADD.ANTICROST.IMP.RISC.HT 1LT | TI | WATER TREATMENT | 42.8 | 1.67 | 1 | 0 | 1 | 38249996 | IV100HT 00001 | IV100HT 00001
IV100LT | THERMAL POWER PLANT | HEATING WATER TREATMENT | ADD.ANTICROSTANTE IMP.RISC.1LT | TI | WATER TREATMENT | 47.5 | 1.04 | 1 | 0 | 1 | 38089990 | IV100LT 00001 | IV100LT 00001
IV100LT-10 | THERMAL POWER PLANT | HEATING WATER TREATMENT | ADD.ANTICROST.IMP.RISC. 10KG | TI | WATER TREATMENT | 40 | 1 | 10 | 0 | 10 | 38089990 | IV100LT-10 00010 | IV100LT-10 00010
IV400 | THERMAL POWER PLANT | HEATING WATER TREATMENT | ADD.RISANANTE X IMP.RISC. 1LT | TI | WATER TREATMENT | 52.4 | 1.1 | 1 | 0 | 1 | 34029090 | IV400 00001 | IV400 00001
RIC-1010194 | THERMAL POWER PLANT | HEATING WATER TREATMENT | RICAMBIO BICCHIERE POLIF. 1/2 | TI | WATER TREATMENT | 9.5 | 0.035 | 8 | 0 | 8 | 0 | RIC-1010194 00008 | RIC-1010194 00008
RIC-1010294 | THERMAL POWER PLANT | HEATING WATER TREATMENT | RICAMBIO BICCHIERE POLIF.EXTRA | TI | WATER TREATMENT | 13.5 | 0.046 | 6 | 0 | 6 | 0 | RIC-1010294 00006 | RIC-1010294 00006
501292 | REGULATION AND CONTROL | ELECTRONIC DEVICES | ACLH 01 SONDA AGG.X CRTV01 | VA | ELECTRONIC DEVICES | 18.65 | 0.04 | 1 | 5 | 5 | 0 | 501292 00001 | 501292 00005
501370 | REGULATION AND CONTROL | ELECTRONIC DEVICES | AC 608 COLLEGAMENTO ELETTRICO | VA | ELECTRONIC DEVICES | 37.01 | 0.268 | 14 | 0 | 14 | 85431000 | 501370 00014 | 501370 00014
503584 | REGULATION AND CONTROL | ELECTRONIC DEVICES | DE 1010 BRIDGE EQC LINK | VA | ELECTRONIC DEVICES | 370.19 | 0.369 | 1 | 0 | 1 | 0 | 503584 00001 | 503584 00001
503585 | REGULATION AND CONTROL | ELECTRONIC DEVICES | DE 1000 GATEWAY EQC LINK | VA | ELECTRONIC DEVICES | 1162.39 | 0.369 | 1 | 0 | 1 | 0 | 503585 00001 | 503585 00001
503586 | REGULATION AND CONTROL | ELECTRONIC DEVICES | DE 1020 SONDA EXT. EQC LINK | VA | ELECTRONIC DEVICES | 359.08 | 0.369 | 1 | 0 | 1 | 0 | 503586 00001 | 503586 00001
503587 | REGULATION AND CONTROL | ELECTRONIC DEVICES | DE 1030 MODEM EQC LINK | VA | ELECTRONIC DEVICES | 1188.31 | 0.754 | 1 | 0 | 1 | 0 | 503587 00001 | 503587 00001
503588 | REGULATION AND CONTROL | ELECTRONIC DEVICES | DC 1030 CRONO EQC LINK | VA | ELECTRONIC DEVICES | 312.81 | 0 | 1 | 1 | 1 | 0 | 503588 00001 | 503588 00001
503589 | REGULATION AND CONTROL | ELECTRONIC DEVICES | DC 1030 CRONO EQC LINK AC | VA | ELECTRONIC DEVICES | 331.32 | 0.187 | 1 | 18 | 18 | 0 | 503589 00001 | 503589 00018
503590 | REGULATION AND CONTROL | ELECTRONIC DEVICES | AS 1010 ATTUATORE EQC LINK A | VA | ELECTRONIC DEVICES | 173.99 | 0.171 | 84 | 0 | 84 | 0 | 503590 00084 | 503590 00084
503591 | REGULATION AND CONTROL | ELECTRONIC DEVICES | AE 1010 SONDA INT.EQC LINK | VA | ELECTRONIC DEVICES | 134.5 | 0.17 | 1 | 0 | 1 | 0 | 503591 00001 | 503591 00001
503592 | REGULATION AND CONTROL | ELECTRONIC DEVICES | AE 1020 TERM.EQC LINK | VA | ELECTRONIC DEVICES | 149.31 | 0.178 | 1 | 0 | 1 | 90321020 | 503592 00001 | 503592 00001
506068 | REGULATION AND CONTROL | ELECTRONIC DEVICES | COL.PORTA STRUMENTI IMP.RISC. | VA | ELECTRONIC DEVICES | 74.02 | 1.364 | 1 | 0 | 1 | 74122000 | 506068 00001 | 506068 00001
506069 | REGULATION AND CONTROL | ELECTRONIC DEVICES | COL.PORTA STRUMENTI IMP.RISC.M | VA | ELECTRONIC DEVICES | 209.62 | 2.354 | 1 | 0 | 1 | 74122000 | 506069 00001 | 506069 00001
506364 | REGULATION AND CONTROL | ELECTRONIC DEVICES | AS 1000 ATTUATORE | VA | ELECTRONIC DEVICES | 148.08 | 0.338 | 1 | 24 | 24 | 84818039 | 506364 00001 | 506364 00024
506365 | REGULATION AND CONTROL | ELECTRONIC DEVICES | DC 1000 CRONO EQUICALOR A | VA | ELECTRONIC DEVICES | 265.3 | 0.374 | 1 | 18 | 18 | 90321020 | 506365 00001 | 506365 00018
506366 | REGULATION AND CONTROL | ELECTRONIC DEVICES | DC 1010 CRONO EQUICALOR AC | VA | ELECTRONIC DEVICES | 289.98 | 0.401 | 1 | 18 | 18 | 90321020 | 506366 00001 | 506366 00018
506367 | REGULATION AND CONTROL | ELECTRONIC DEVICES | AE 1000 SENSORE REMOTO | VA | ELECTRONIC DEVICES | 61.7 | 0.109 | 1 | 32 | 32 | 90251900 | 506367 00001 | 506367 00032
520119 | REGULATION AND CONTROL | ELECTRONIC DEVICES | COLLEG.ELET.X P.FISSO MMU | VA | ELECTRONIC DEVICES | 86.08 | 0.105 | 4 | 8 | 32 | 85340090 | 520119 00004 | 520119 00032
520128 | REGULATION AND CONTROL | ELECTRONIC DEVICES | CAVO POMPA 3 VELOCITA' | VA | ELECTRONIC DEVICES | 5.97 | 0.028 | 1 | 1 | 1 | 0 | 520128 00001 | 520128 00001
580000 | REGULATION AND CONTROL | ELECTRONIC DEVICES | AC 613C TERM. CONTATTO CABLATO | VA | ELECTRONIC DEVICES | 69.35 | 0.56 | 1 | 8 | 8 | 90321080 | 580000 00001 | 580000 00008
580001 | REGULATION AND CONTROL | ELECTRONIC DEVICES | AC 613S TERM. IMMERSIO CABLATO | VA | ELECTRONIC DEVICES | 91.81 | 0.496 | 1 | 8 | 8 | 90321080 | 580001 00001 | 580001 00008
580002 | REGULATION AND CONTROL | ELECTRONIC DEVICES | AC 614 TERMOSTATO A CONTATTO | VA | ELECTRONIC DEVICES | 26.52 | 0.189 | 10 | 0 | 10 | 90321080 | 580002 00010 | 580002 00010
580003 | REGULATION AND CONTROL | ELECTRONIC DEVICES | AC 616 TERMOSTATO A IMMERSIONE | VA | ELECTRONIC DEVICES | 49.16 | 0.18 | 6 | 0 | 6 | 90321080 | 580003 00006 | 580003 00006
580007 | REGULATION AND CONTROL | ELECTRONIC DEVICES | AC 616I TERMOSTATO SONDA DIST. | VA | ELECTRONIC DEVICES | 50.29 | 0.189 | 8 | 0 | 8 | 90321080 | 580007 00008 | 580007 00008
580008 | REGULATION AND CONTROL | ELECTRONIC DEVICES | AC 613SI TERM.SONDA DIST.CABL | VA | ELECTRONIC DEVICES | 92.98 | 0.448 | 1 | 8 | 8 | 90321080 | 580008 00001 | 580008 00008
580009 | REGULATION AND CONTROL | ELECTRONIC DEVICES | AC 634 TERMOSTATO BIMETALLICO | VA | ELECTRONIC DEVICES | 35.22 | 0.082 | 8 | 8 | 64 | 90321020 | 580009 00008 | 580009 00064
580010 | REGULATION AND CONTROL | ELECTRONIC DEVICES | AC 701C TER.DIG.C/F JUSTO LITE | VA | ELECTRONIC DEVICES | 88.14 | 0.138 | 1 | 0 | 1 | 90321080 | 580010 00001 | 580010 00001
580011 | REGULATION AND CONTROL | ELECTRONIC DEVICES | AC 701 TERMOSTATO DIGITALE | VA | ELECTRONIC DEVICES | 69.05 | 0.171 | 1 | 40 | 40 | 90321020 | 580011 00001 | 580011 00040
580012 | REGULATION AND CONTROL | ELECTRONIC DEVICES | AC 710 CRONOTERMOSTATO DIGIT. | VA | ELECTRONIC DEVICES | 108.71 | 0.29 | 1 | 40 | 40 | 90321020 | 580012 00001 | 580012 00040
580014 | REGULATION AND CONTROL | ELECTRONIC DEVICES | AC 613F TERM.BIMETALLICO CABLA | VA | ELECTRONIC DEVICES | 72.81 | 0.36 | 1 | 8 | 8 | 90321020 | 580014 00001 | 580014 00008
580015 | REGULATION AND CONTROL | ELECTRONIC DEVICES | AC 711 CRONOTERMOST.DIGIT. C/F | VA | ELECTRONIC DEVICES | 127.27 | 0.29 | 1 | 0 | 1 | 90321020 | 580015 00001 | 580015 00001
580016 | REGULATION AND CONTROL | ELECTRONIC DEVICES | AC 701A TERMOST.DIG.SEL.ON/OFF | VA | ELECTRONIC DEVICES | 69.05 | 0.185 | 1 | 1 | 1 | 90321020 | 580016 00001 | 580016 00001
580018 | REGULATION AND CONTROL | ELECTRONIC DEVICES | AC 710T CRONOTERMOSTOUCH SCREE | VA | ELECTRONIC DEVICES | 124.89 | 0.348 | 1 | 40 | 40 | 90321020 | 580018 00001 | 580018 00040
580020 | REGULATION AND CONTROL | ELECTRONIC DEVICES | AC 634 TERMOST.BIMET.40°C | VA | ELECTRONIC DEVICES | 36.63 | 0.17 | 8 | 8 | 64 | 90321020 | 580020 00008 | 580020 00064
580021 | REGULATION AND CONTROL | ELECTRONIC DEVICES | AC 711 CRONO.DIGIT.C/F JUSTO | VA | ELECTRONIC DEVICES | 127.69 | 0.148 | 1 | 50 | 50 | 90321080 | 580021 00001 | 580021 00050
580022 | REGULATION AND CONTROL | ELECTRONIC DEVICES | AC 701CX TERM. RX C/F JUSTO LI | VA | ELECTRONIC DEVICES | 194.36 | 0.406 | 1 | 0 | 1 | 90321020 | 580022 00001 | 580022 00001
580023 | REGULATION AND CONTROL | ELECTRONIC DEVICES | RICEVIT. WIRELESS JUSTO LITE | VA | ELECTRONIC DEVICES | 140.12 | 0 | 1 | 0 | 1 | 90321080 | 580023 00001 | 580023 00001
580024 | REGULATION AND CONTROL | ELECTRONIC DEVICES | AC 711X CRONO. RX C/F JUSTO | VA | ELECTRONIC DEVICES | 226 | 0.322 | 1 | 35 | 35 | 90321020 | 580024 00001 | 580024 00035
580025 | REGULATION AND CONTROL | ELECTRONIC DEVICES | RICEVIT. WIRELESS JUSTO | VA | ELECTRONIC DEVICES | 118.65 | 0.164 | 1 | 35 | 35 | 90321080 | 580025 00001 | 580025 00035
99797309 | REGULATION AND CONTROL | ELECTRONIC DEVICES | KIT HEATING CONTROL.LAGO 0101 | VA | ELECTRONIC DEVICES | 541.59 | 0.81 | 1 | 0 | 1 | 90321020 | 99797309 00001 | 99797309 00001
0EPJ00 | REGULATION AND CONTROL | ELECTRONIC DEVICES | VISORE COLORI PER CHUB | VA | ELECTRONIC DEVICES | 898.35 | 0.17 | 1 | 0 | 1 | 90329000 | 0EPJ00 00001 | 0EPJ00 00001
0KC2TH | REGULATION AND CONTROL | ELECTRONIC DEVICES | KIT PER CIRCUITO 2 TH | VA | ELECTRONIC DEVICES | 463.02 | 0.315 | 1 | 0 | 1 | 90329000 | 0KC2TH 00001 | 0KC2TH 00001
0SDTH00 | REGULATION AND CONTROL | ELECTRONIC DEVICES | SONDA CIECA TEMP.UMIDITA'EVCO | VA | ELECTRONIC DEVICES | 204.52 | 0 | 1 | 0 | 1 | 0 | 0SDTH00 00001 | 0SDTH00 00001
0SDTH01 | REGULATION AND CONTROL | ELECTRONIC DEVICES | SONDA T-TH PER CHUB | VA | ELECTRONIC DEVICES | 463.3 | 0.231 | 1 | 0 | 1 | 0 | 0SDTH01 00001 | 0SDTH01 00001
501828I | REGULATION AND CONTROL | ELECTRONIC DEVICES | CBL 01 CABLAGGIO P.FISS0 AC654 | VA | ELECTRONIC DEVICES | 93.45 | 0.105 | 4 | 8 | 32 | 85340090 | 501828I 00004 | 501828I 00032
506364US | REGULATION AND CONTROL | ELECTRONIC DEVICES | AS 1000 ATT.US | VA | ELECTRONIC DEVICES | 148.08 | 0.338 | 1 | 24 | 24 | 84818039 | 506364US 00001 | 506364US 00024
506366US | REGULATION AND CONTROL | ELECTRONIC DEVICES | DC 1010 CRONO EQUICALOR AC US | VA | ELECTRONIC DEVICES | 289.98 | 0.376 | 1 | 18 | 18 | 90321020 | 506366US 00001 | 506366US 00018
580000U | REGULATION AND CONTROL | ELECTRONIC DEVICES | AC 613CU TERM.CONT UNIMIX CABL | VA | ELECTRONIC DEVICES | 71.12 | 0.56 | 1 | 8 | 8 | 90321080 | 580000U 00001 | 580000U 00008
580001S | REGULATION AND CONTROL | ELECTRONIC DEVICES | AC 613SS TERM.IMMER.SIMPL.CAB | VA | ELECTRONIC DEVICES | 95.38 | 0 | 1 | 8 | 8 | 90321080 | 580001S 00001 | 580001S 00008
580001U | REGULATION AND CONTROL | ELECTRONIC DEVICES | AC 613SU TERM.IMMER.UNIMIX CAB | VA | ELECTRONIC DEVICES | 93.3 | 0.496 | 1 | 8 | 8 | 90321080 | 580001U 00001 | 580001U 00008
580014U | REGULATION AND CONTROL | ELECTRONIC DEVICES | AC 613FU TERM.BIMET.UNIMIX CAB | VA | ELECTRONIC DEVICES | 77.45 | 0.376 | 1 | 8 | 8 | 90321020 | 580014U 00001 | 580014U 00008
ALC01 | REGULATION AND CONTROL | ELECTRONIC DEVICES | WIRING CENTER 230V - 24V S. | VA | ELECTRONIC DEVICES | 191.54 | 0.6 | 1 | 0 | 1 | 90329000 | ALC01 00001 | ALC01 00001
CHUB01 | REGULATION AND CONTROL | ELECTRONIC DEVICES | CENTRALINA HUB MIX.HT.DEU | VA | ELECTRONIC DEVICES | 967.12 | 0.64 | 1 | 0 | 1 | 90321020 | CHUB01 00001 | CHUB01 00001
CHUB02 | REGULATION AND CONTROL | ELECTRONIC DEVICES | CENTRALINA HUB 2 MIX,1 HT | VA | ELECTRONIC DEVICES | 967.12 | 0.596 | 1 | 0 | 1 | 90321020 | CHUB02 00001 | CHUB02 00001
CHUB03 | REGULATION AND CONTROL | ELECTRONIC DEVICES | CENTR. HUB 3 MIX,2 HT,3 DEU | VA | ELECTRONIC DEVICES | 1418.43 | 0.75 | 1 | 0 | 1 | 90321020 | CHUB03 00001 | CHUB03 00001
CHUB04 | REGULATION AND CONTROL | ELECTRONIC DEVICES | CENTR.HUB 2MIX C/F 1HT/DEU | VA | ELECTRONIC DEVICES | 1237.97 | 0.724 | 1 | 0 | 1 | 90321020 | CHUB04 00001 | CHUB04 00001
CHUB-EXP | REGULATION AND CONTROL | ELECTRONIC DEVICES | CENTR.HUB PER EXP INT.CHUB04 | VA | ELECTRONIC DEVICES | 903.44 | 0.32 | 1 | 0 | 1 | 90321020 | CHUB-EXP 00001 | CHUB-EXP 00001
CJAV15 | REGULATION AND CONTROL | ELECTRONIC DEVICES | CONNETTORI PER CABLAGGIO | VA | ELECTRONIC DEVICES | 27.8 | 0.05835 | 1 | 0 | 1 | 0 | CJAV15 00001 | CJAV15 00001
CRTV01 | REGULATION AND CONTROL | ELECTRONIC DEVICES | PLC DI GESTIONE FINO A 9 RTV | VA | ELECTRONIC DEVICES | 1418.43 | 0.926 | 1 | 0 | 1 | 90321020 | CRTV01 00001 | CRTV01 00001
EPH4DXP | REGULATION AND CONTROL | ELECTRONIC DEVICES | CENTRALINA EVCO | VA | ELECTRONIC DEVICES | 692.51 | 0.327 | 1 | 0 | 1 | 0 | EPH4DXP 00001 | EPH4DXP 00001
SM2-DIN1 | REGULATION AND CONTROL | ELECTRONIC DEVICES | MODULO INGRESSO DIGITALE | VA | ELECTRONIC DEVICES | 110.49 | 0.57 | 1 | 0 | 1 | 0 | SM2-DIN1 00001 | SM2-DIN1 00001
SM2-DIN6-AOU2 | REGULATION AND CONTROL | ELECTRONIC DEVICES | MODULO 6 ING /2 USCITE ANALOGI | VA | ELECTRONIC DEVICES | 265.15 | 0.1181 | 1 | 0 | 1 | 0 | SM2-DIN6-AOU200001 | SM2-DIN6-AOU200001
SM2-DOU1 | REGULATION AND CONTROL | ELECTRONIC DEVICES | MODULO 1 USCITE DIGITALI | VA | ELECTRONIC DEVICES | 110.49 | 0.062 | 1 | 0 | 1 | 0 | SM2-DOU1 00001 | SM2-DOU1 00001
SM2-DOU8 | REGULATION AND CONTROL | ELECTRONIC DEVICES | MODULO 8 USCITE DIGITALI | VA | ELECTRONIC DEVICES | 294.62 | 0.17 | 1 | 0 | 1 | 0 | SM2-DOU8 00001 | SM2-DOU8 00001
SM2-DP1-T | REGULATION AND CONTROL | ELECTRONIC DEVICES | TERMOSTATO DISPALY + FAN | VA | ELECTRONIC DEVICES | 383.01 | 0.05 | 1 | 0 | 1 | 90321020 | SM2-DP1-T 00001 | SM2-DP1-T 00001
SM2-DP2-T | REGULATION AND CONTROL | ELECTRONIC DEVICES | TERMOSTATO DISPALY | VA | ELECTRONIC DEVICES | 383.01 | 0.049 | 1 | 0 | 1 | 90321020 | SM2-DP2-T 00001 | SM2-DP2-T 00001
SM2-DP2-TH | REGULATION AND CONTROL | ELECTRONIC DEVICES | TERMOUMIDOSTATO | VA | ELECTRONIC DEVICES | 298.31 | 0 | 1 | 0 | 1 | 90321020 | SM2-DP2-TH 00001 | SM2-DP2-TH 00001
SM2-DSP2-TH | REGULATION AND CONTROL | ELECTRONIC DEVICES | MODULO DISPLAY TERMOUMIDOSTATO | VA | ELECTRONIC DEVICES | 498.88 | 0.067 | 1 | 0 | 1 | 90321020 | SM2-DSP2-TH 00001 | SM2-DSP2-TH 00001
SM2-MC8 | REGULATION AND CONTROL | ELECTRONIC DEVICES | MODULO CONTROLLO MODBUS TCP-IP | VA | ELECTRONIC DEVICES | 552.42 | 0.229 | 1 | 0 | 1 | 0 | SM2-MC8 00001 | SM2-MC8 00001
SM2-NTC1 | REGULATION AND CONTROL | ELECTRONIC DEVICES | SONDA DI MANDATA | VA | ELECTRONIC DEVICES | 22.1 | 0 | 1 | 0 | 1 | 0 | SM2-NTC1 00001 | SM2-NTC1 00001
SM2-NTC4 | REGULATION AND CONTROL | ELECTRONIC DEVICES | SONDA ESTERNA | VA | ELECTRONIC DEVICES | 33.14 | 0 | 1 | 0 | 1 | 0 | SM2-NTC4 00001 | SM2-NTC4 00001
SM2-PO2-T | REGULATION AND CONTROL | ELECTRONIC DEVICES | TERMOSTATO | VA | ELECTRONIC DEVICES | 246.75 | 0 | 1 | 0 | 1 | 90321020 | SM2-PO2-T 00001 | SM2-PO2-T 00001
SM2-SIC47 | REGULATION AND CONTROL | ELECTRONIC DEVICES | CABLAGGIO PER CONNETTORE PO2 | VA | ELECTRONIC DEVICES | 27.62 | 0 | 1 | 0 | 1 | 0 | SM2-SIC47 00001 | SM2-SIC47 00001
SM2-SPL1 | REGULATION AND CONTROL | ELECTRONIC DEVICES | CONNETTORE MULTIPLO | VA | ELECTRONIC DEVICES | 12.89 | 0 | 1 | 0 | 1 | 0 | SM2-SPL1 00001 | SM2-SPL1 00001
SM2-SPL2 | REGULATION AND CONTROL | ELECTRONIC DEVICES | CONNETTORE SPLITT.MULTIPLO 1/8 | VA | ELECTRONIC DEVICES | 38.67 | 0.53 | 1 | 0 | 1 | 0 | SM2-SPL2 00001 | SM2-SPL2 00001
SM2-SSK | REGULATION AND CONTROL | ELECTRONIC DEVICES | CAVO DI COLLEGAMENTO SSK | VA | ELECTRONIC DEVICES | 12.89 | 0.01 | 1 | 0 | 1 | 0 | SM2-SSK 00001 | SM2-SSK 00001
SM2-TRIAC8 | REGULATION AND CONTROL | ELECTRONIC DEVICES | MODULOTRIAC A 8 USCITE | VA | ELECTRONIC DEVICES | 265.15 | 0.129 | 1 | 0 | 1 | 0 | SM2-TRIAC8 00001 | SM2-TRIAC8 00001
506029 | REGULATION AND CONTROL | ELECTRONIC DEVICES | ACB 00 SONDA CUBODOMO | VE | CUBODOMO | 169.5 | 0.118 | 1 | 0 | 1 | 85369095 | 506029 00001 | 506029 00001
506062 | REGULATION AND CONTROL | ELECTRONIC DEVICES | AS 1010 ATTUATORE CUBODOMO | VE | CUBODOMO | 110.74 | 0.258 | 1 | 0 | 1 | 85098000 | 506062 00001 | 506062 00001
506063 | REGULATION AND CONTROL | ELECTRONIC DEVICES | CUB 01 CUBO CUBODOMO+SND RELE' | VE | CUBODOMO | 678 | 1.032 | 1 | 0 | 1 | 85369095 | 506063 00001 | 506063 00001
506065 | REGULATION AND CONTROL | ELECTRONIC DEVICES | ACB 01 SONDA CUBODOMO RELE' | VE | CUBODOMO | 226 | 0.138 | 1 | 1 | 1 | 84818039 | 506065 00001 | 506065 00001
506066 | REGULATION AND CONTROL | ELECTRONIC DEVICES | ACB10 WC 868-RS485 230 VAC | VE | CUBODOMO | 678 | 0.621 | 1 | 1 | 1 | 85369095 | 506066 00001 | 506066 00001
506070 | REGULATION AND CONTROL | ELECTRONIC DEVICES | MOSTRINA PER SCATOLA 503E | VE | CUBODOMO | 33.9 | 0.05 | 100 | 0 | 100 | 39259080 | 506070 00100 | 506070 00100
506073 | REGULATION AND CONTROL | ELECTRONIC DEVICES | ACB 07 SONDA CUB ATTUAT.RELE' | VE | CUBODOMO | 226 | 0.138 | 1 | 1 | 1 | 84818039 | 506073 00001 | 506073 00001
560001 | REGULATION AND CONTROL | ELECTRONIC DEVICES | AGE 17 ADATT.VALVOLA DANFOSS | VE | CUBODOMO | 16.95 | 0.028 | 40 | 8 | 320 | 74122000 | 560001 00040 | 560001 00320
506029US | REGULATION AND CONTROL | ELECTRONIC DEVICES | ACB 04 SONDA CUBODOMO US | VE | CUBODOMO | 169.5 | 0.242 | 1 | 0 | 1 | 85369095 | 506029US 00001 | 506029US 00001
506062US | REGULATION AND CONTROL | ELECTRONIC DEVICES | AS 1020 ATTUATORE CUBODOMO US | VE | CUBODOMO | 110.74 | 0.364 | 1 | 0 | 1 | 84818039 | 506062US 00001 | 506062US 00001
506063US | REGULATION AND CONTROL | ELECTRONIC DEVICES | CUB02 CUBO C.DOMO+SND RELE'US | VE | CUBODOMO | 678 | 1.075 | 1 | 0 | 1 | 85369095 | 506063US 00001 | 506063US 00001
506065US | REGULATION AND CONTROL | ELECTRONIC DEVICES | ACB 06 SONDA CUBODOMO RELE'US | VE | CUBODOMO | 226 | 0 | 1 | 1 | 1 | 84818039 | 506065US 00001 | 506065US 00001
506066US | REGULATION AND CONTROL | ELECTRONIC DEVICES | ACB13 WC 915-RS485 110-230VAC | VE | CUBODOMO | 678 | 0.621 | 1 | 1 | 1 | 85369095 | 506066US 00001 | 506066US 00001
506073US | REGULATION AND CONTROL | ELECTRONIC DEVICES | ACB 12 SONDA CUB ATT.RELE' US | VE | CUBODOMO | 226 | 0 | 1 | 1 | 1 | 84818039 | 506073US 00001 | 506073US 00001
509067 | HYDRAULIC BALANCING | HYDRAULIC BALANCING | VB 00 V.BILANC. 1/2FX1/2F | TE | HYDRAULIC BALANCING | 120.33 | 0.587 | 1 | 8 | 8 | 74122000 | 509067 00001 | 509067 00008
509068 | HYDRAULIC BALANCING | HYDRAULIC BALANCING | VB 00 V.BILANC. 3/4FX3/4F | TE | HYDRAULIC BALANCING | 119.76 | 0.655 | 1 | 8 | 8 | 74122000 | 509068 00001 | 509068 00008
509069 | HYDRAULIC BALANCING | HYDRAULIC BALANCING | VB 00 V.BILANC. 1"F X 1"F | TE | HYDRAULIC BALANCING | 145.36 | 0.774 | 1 | 8 | 8 | 74122000 | 509069 00001 | 509069 00008
509070 | HYDRAULIC BALANCING | HYDRAULIC BALANCING | VB 00 V.BILANC. 1"1/4FX1"1/4F | TE | HYDRAULIC BALANCING | 174.79 | 1.251 | 1 | 8 | 8 | 74122000 | 509070 00001 | 509070 00008
509071 | HYDRAULIC BALANCING | HYDRAULIC BALANCING | VB 00 V.BILANC. 1"1/2FX1"1/2F | TE | HYDRAULIC BALANCING | 210.5 | 1.53 | 1 | 8 | 8 | 74122000 | 509071 00001 | 509071 00008
509072 | HYDRAULIC BALANCING | HYDRAULIC BALANCING | VB 00 V.BILANC. 2"F X 2"F | TE | HYDRAULIC BALANCING | 294.48 | 2.2857 | 1 | 8 | 8 | 74122000 | 509072 00001 | 509072 00008
509078 | HYDRAULIC BALANCING | HYDRAULIC BALANCING | TM 00 TRONCHETTO INOX 2"1/2 | TE | HYDRAULIC BALANCING | 515.57 | 0 | 1 | 1 | 1 | 74122000 | 509078 00001 | 509078 00001
509079 | HYDRAULIC BALANCING | HYDRAULIC BALANCING | TM 00 TRONCHETTO INOX 3" | TE | HYDRAULIC BALANCING | 578.79 | 0 | 1 | 1 | 1 | 74122000 | 509079 00001 | 509079 00001
509080 | HYDRAULIC BALANCING | HYDRAULIC BALANCING | TM 00 TRONCHETTO INOX 4" | TE | HYDRAULIC BALANCING | 657.05 | 0 | 1 | 1 | 1 | 74122000 | 509080 00001 | 509080 00001
509081 | HYDRAULIC BALANCING | HYDRAULIC BALANCING | TM 10 TRONCHETTO 1/2M X 1/2F | TE | HYDRAULIC BALANCING | 43.17 | 0 | 1 | 1 | 1 | 74122000 | 509081 00001 | 509081 00001
509082 | HYDRAULIC BALANCING | HYDRAULIC BALANCING | TM 10 TRONCHETTO 3/4M X 3/4F | TE | HYDRAULIC BALANCING | 46.59 | 0.275 | 1 | 1 | 1 | 74122000 | 509082 00001 | 509082 00001
509083 | HYDRAULIC BALANCING | HYDRAULIC BALANCING | TM 10 TRONCHETTO 1"M X 1"F | TE | HYDRAULIC BALANCING | 57.17 | 0.366 | 1 | 1 | 1 | 74122000 | 509083 00001 | 509083 00001
509084 | HYDRAULIC BALANCING | HYDRAULIC BALANCING | TM 10 TRONCHETTO 1"1/4MX1"1/4F | TE | HYDRAULIC BALANCING | 70.65 | 0 | 1 | 1 | 1 | 74122000 | 509084 00001 | 509084 00001
509085 | HYDRAULIC BALANCING | HYDRAULIC BALANCING | TM 10 TRONCHETTO 1"1/2MX1"1/2F | TE | HYDRAULIC BALANCING | 83.67 | 0 | 1 | 1 | 1 | 74122000 | 509085 00001 | 509085 00001
509086 | HYDRAULIC BALANCING | HYDRAULIC BALANCING | TM 10 TRONCHETTO 2"M X 2"F | TE | HYDRAULIC BALANCING | 106.16 | 0 | 1 | 1 | 1 | 74122000 | 509086 00001 | 509086 00001
509087 | HYDRAULIC BALANCING | HYDRAULIC BALANCING | AVB 00 PRESA PRESS.C/SCAR.1/4M | TE | HYDRAULIC BALANCING | 33.58 | 0.15 | 1 | 1 | 1 | 74122000 | 509087 00001 | 509087 00001
509089 | HYDRAULIC BALANCING | HYDRAULIC BALANCING | AVB 20 MIS.ELETTR.PRESS.DIFF. | TE | HYDRAULIC BALANCING | 2300.12 | 1.38 | 1 | 1 | 1 | 90262020 | 509089 00001 | 509089 00001
509133 | HYDRAULIC BALANCING | HYDRAULIC BALANCING | AVB 20 MIS.EL.PRESS.DIF.+DATAB | TE | HYDRAULIC BALANCING | 5735.32 | 2.17 | 1 | 1 | 1 | 90262020 | 509133 00001 | 509133 00001
509135 | HYDRAULIC BALANCING | HYDRAULIC BALANCING | VB 10 V.BILANC. 1/2F X 1/2F | TE | HYDRAULIC BALANCING | 104.05 | 0.548 | 2 | 4 | 8 | 84818059 | 509135 00002 | 509135 00008
509136 | HYDRAULIC BALANCING | HYDRAULIC BALANCING | VB 10 V.BILANC. 3/4F X 3/4F | TE | HYDRAULIC BALANCING | 119.01 | 0.585 | 2 | 4 | 8 | 74122000 | 509136 00002 | 509136 00008
509137 | HYDRAULIC BALANCING | HYDRAULIC BALANCING | VB 10 V.BILANC. 1"F X 1"F | TE | HYDRAULIC BALANCING | 145.5 | 0.731 | 1 | 4 | 4 | 74122000 | 509137 00001 | 509137 00004
509138 | HYDRAULIC BALANCING | HYDRAULIC BALANCING | VB 10 V.BILANC. 1"1/4FX1"1/4F | TE | HYDRAULIC BALANCING | 174.5 | 1.11 | 1 | 4 | 4 | 74122000 | 509138 00001 | 509138 00004
509139 | HYDRAULIC BALANCING | HYDRAULIC BALANCING | VB 10 V.BILANC. 1"1/2FX1"1/2F | TE | HYDRAULIC BALANCING | 217.5 | 1.467 | 1 | 4 | 4 | 74122000 | 509139 00001 | 509139 00004
509140 | HYDRAULIC BALANCING | HYDRAULIC BALANCING | VB 10 V.BILANC. 2"F X 2"F | TE | HYDRAULIC BALANCING | 305.5 | 2.04 | 1 | 4 | 4 | 74122000 | 509140 00001 | 509140 00004
509149 | HYDRAULIC BALANCING | HYDRAULIC BALANCING | VB 10 V.BILANC.2"1/2F X 2"1/2F | TE | HYDRAULIC BALANCING | 693.93 | 17.6 | 1 | 1 | 1 | 74122000 | 509149 00001 | 509149 00001
550100 | HYDRAULIC BALANCING | HYDRAULIC BALANCING | EQF 01 V.DIF.LE DN20 M 50-300 | TE | HYDRAULIC BALANCING | 218.82 | 0 | 1 | 8 | 8 | 84818059 | 550100 00001 | 550100 00008
550101 | HYDRAULIC BALANCING | HYDRAULIC BALANCING | EQF 01 V.DIF.LE DN20 M 250-600 | TE | HYDRAULIC BALANCING | 218.82 | 0.917 | 1 | 8 | 8 | 84818059 | 550101 00001 | 550101 00008
550103 | HYDRAULIC BALANCING | HYDRAULIC BALANCING | EQF 03 V.GEMEL.V.DIF.LE DN20 M | TE | HYDRAULIC BALANCING | 65.18 | 0 | 1 | 8 | 8 | 84818039 | 550103 00001 | 550103 00008
550104 | HYDRAULIC BALANCING | HYDRAULIC BALANCING | EQF 03 V.GEMEL.X V.DIF.LE DN15 | TE | HYDRAULIC BALANCING | 63.85 | 0 | 1 | 8 | 8 | 84818039 | 550104 00001 | 550104 00008
550105 | HYDRAULIC BALANCING | HYDRAULIC BALANCING | EQF 03 V.GEMEL.X V.DIF.LE DN20 | TE | HYDRAULIC BALANCING | 66.49 | 0 | 1 | 8 | 8 | 84818039 | 550105 00001 | 550105 00008
550106 | HYDRAULIC BALANCING | HYDRAULIC BALANCING | EQF 03 V.GEMEL.X V.DIF.LE DN25 | TE | HYDRAULIC BALANCING | 75.19 | 0 | 1 | 8 | 8 | 84818039 | 550106 00001 | 550106 00008
550109 | HYDRAULIC BALANCING | HYDRAULIC BALANCING | EQF 02 V.GEMEL.V.DIF.LE DN20 M | TE | HYDRAULIC BALANCING | 80.49 | 0 | 1 | 8 | 8 | 84818039 | 550109 00001 | 550109 00008
550110 | HYDRAULIC BALANCING | HYDRAULIC BALANCING | EQF 02 V.GEMEL.X V.DIF.LE DN15 | TE | HYDRAULIC BALANCING | 89.04 | 0.46 | 1 | 8 | 8 | 84818039 | 550110 00001 | 550110 00008
550111 | HYDRAULIC BALANCING | HYDRAULIC BALANCING | EQF 02 V.GEMEL.X V.DIF.LE DN20 | TE | HYDRAULIC BALANCING | 89.04 | 0.52 | 1 | 8 | 8 | 84818039 | 550111 00001 | 550111 00008
550112 | HYDRAULIC BALANCING | HYDRAULIC BALANCING | EQF 02 V.GEMEL.X V.DIF.LE DN25 | TE | HYDRAULIC BALANCING | 92.56 | 0.69 | 1 | 8 | 8 | 84818039 | 550112 00001 | 550112 00008
550113 | HYDRAULIC BALANCING | HYDRAULIC BALANCING | EQF 01 V.DIF.LE DN15 50-300 | TE | HYDRAULIC BALANCING | 205.95 | 0.922 | 1 | 8 | 8 | 84818059 | 550113 00001 | 550113 00008
550114 | HYDRAULIC BALANCING | HYDRAULIC BALANCING | EQF 01 V.DIF.LE DN15 250-600 | TE | HYDRAULIC BALANCING | 205.95 | 0.924 | 1 | 8 | 8 | 84818059 | 550114 00001 | 550114 00008
550115 | HYDRAULIC BALANCING | HYDRAULIC BALANCING | EQF 01 V.DIF.LE DN20 50-300 | TE | HYDRAULIC BALANCING | 226.64 | 0.988 | 1 | 8 | 8 | 84818059 | 550115 00001 | 550115 00008
550116 | HYDRAULIC BALANCING | HYDRAULIC BALANCING | EQF 01 V.DIF.LE DN20 250-600 | TE | HYDRAULIC BALANCING | 226.64 | 0.983 | 1 | 8 | 8 | 84818059 | 550116 00001 | 550116 00008
550117 | HYDRAULIC BALANCING | HYDRAULIC BALANCING | EQF 01 V.DIF.LE DN25 50-300 | TE | HYDRAULIC BALANCING | 272.42 | 1.144 | 1 | 8 | 8 | 84818059 | 550117 00001 | 550117 00008
550118 | HYDRAULIC BALANCING | HYDRAULIC BALANCING | EQF 01 V.DIF.LE DN25 250-600 | TE | HYDRAULIC BALANCING | 272.42 | 1.144 | 1 | 8 | 8 | 84818059 | 550118 00001 | 550118 00008
550119 | HYDRAULIC BALANCING | HYDRAULIC BALANCING | AEQF 01 CAPILLARE D.3X0,5 | TE | HYDRAULIC BALANCING | 36.07 | 0.09 | 1 | 32 | 32 | 74111090 | 550119 00001 | 550119 00032
550149 | HYDRAULIC BALANCING | HYDRAULIC BALANCING | COP.ISOL.V.DIFF.3/4 F | TE | HYDRAULIC BALANCING | 9.71 | 0 | 1 | 1 | 1 | 0 | 550149 00001 | 550149 00001
550150 | HYDRAULIC BALANCING | HYDRAULIC BALANCING | COP.ISOL.V.DIFF.1/2 F | TE | HYDRAULIC BALANCING | 9.71 | 0 | 1 | 1 | 1 | 0 | 550150 00001 | 550150 00001
550151 | HYDRAULIC BALANCING | HYDRAULIC BALANCING | COP.ISOL.V.DIFF.1 F | TE | HYDRAULIC BALANCING | 9.71 | 0 | 1 | 1 | 1 | 0 | 550151 00001 | 550151 00001
550170 | HYDRAULIC BALANCING | HYDRAULIC BALANCING | GR.BIL COL.V.DIF.LE 50-300 | TE | HYDRAULIC BALANCING | 474.6 | 2.684 | 1 | 0 | 1 | 84818039 | 550170 00001 | 550170 00001
550171 | HYDRAULIC BALANCING | HYDRAULIC BALANCING | GR.BIL COL.V.DIF.LE 250-600 | TE | HYDRAULIC BALANCING | 474.6 | 2.69 | 1 | 0 | 1 | 84818039 | 550171 00001 | 550171 00001
590065 | HYDRAULIC BALANCING | HYDRAULIC BALANCING | PICV 00 1/2" F-F | TE | HYDRAULIC BALANCING | 41.22 | 0.388 | 5 | 8 | 40 | 84818059 | 590065 00005 | 590065 00040
590066 | HYDRAULIC BALANCING | HYDRAULIC BALANCING | PICV 00 3/4" F-F | TE | HYDRAULIC BALANCING | 41.22 | 0.416 | 5 | 8 | 40 | 84818059 | 590066 00005 | 590066 00040
590067 | HYDRAULIC BALANCING | HYDRAULIC BALANCING | PICV 100 1" F-F | TE | HYDRAULIC BALANCING | 138.53 | 1.263 | 2 | 4 | 8 | 84818059 | 590067 00002 | 590067 00008
590068 | HYDRAULIC BALANCING | HYDRAULIC BALANCING | PICV 100 1"1/4 F-F | TE | HYDRAULIC BALANCING | 138.53 | 1.004 | 2 | 8 | 16 | 84818059 | 590068 00002 | 590068 00016
590069 | HYDRAULIC BALANCING | HYDRAULIC BALANCING | PICV 05 3/4" M-M | TE | HYDRAULIC BALANCING | 42.16 | 0.457 | 5 | 8 | 40 | 84818059 | 590069 00005 | 590069 00040
590070 | HYDRAULIC BALANCING | HYDRAULIC BALANCING | PICV 105 1" M-M | TE | HYDRAULIC BALANCING | 136.37 | 1.201 | 2 | 4 | 8 | 84818059 | 590070 00002 | 590070 00008
590071 | HYDRAULIC BALANCING | HYDRAULIC BALANCING | PICV 105 1"1/4 M-M | TE | HYDRAULIC BALANCING | 136.37 | 1.172 | 2 | 4 | 8 | 84818059 | 590071 00002 | 590071 00008
590072 | HYDRAULIC BALANCING | HYDRAULIC BALANCING | PICV 105 1"1/2 M-M | TE | HYDRAULIC BALANCING | 137.18 | 1.235 | 2 | 4 | 8 | 84818059 | 590072 00002 | 590072 00008
590073 | HYDRAULIC BALANCING | HYDRAULIC BALANCING | PICV 10 1/2" M-M BOC | TE | HYDRAULIC BALANCING | 53.52 | 0.58 | 5 | 8 | 40 | 84818059 | 590073 00005 | 590073 00040
590074 | HYDRAULIC BALANCING | HYDRAULIC BALANCING | PICV 110 3/4" M-M BOC | TE | HYDRAULIC BALANCING | 151.23 | 1.392 | 2 | 8 | 16 | 84818059 | 590074 00002 | 590074 00016
590075 | HYDRAULIC BALANCING | HYDRAULIC BALANCING | PICV 110 1" M-M BOC | TE | HYDRAULIC BALANCING | 157.05 | 1.503 | 2 | 8 | 16 | 84818059 | 590075 00002 | 590075 00016
590076 | HYDRAULIC BALANCING | HYDRAULIC BALANCING | PICV 110 1"1/4 M-M BOC | TE | HYDRAULIC BALANCING | 170.96 | 1.683 | 2 | 8 | 16 | 84818059 | 590076 00002 | 590076 00016
590078 | HYDRAULIC BALANCING | HYDRAULIC BALANCING | PICV 00 1/2" F-F NPT | TE | HYDRAULIC BALANCING | 41.22 | 0 | 5 | 8 | 40 | 84818059 | 590078 00005 | 590078 00040
590079 | HYDRAULIC BALANCING | HYDRAULIC BALANCING | PICV 00 3/4" F-F NPT | TE | HYDRAULIC BALANCING | 42.57 | 0 | 5 | 8 | 40 | 84818059 | 590079 00005 | 590079 00040
590080 | HYDRAULIC BALANCING | HYDRAULIC BALANCING | PICV 00 1" F-F NPT | TE | HYDRAULIC BALANCING | 139.87 | 0 | 2 | 4 | 8 | 84818059 | 590080 00002 | 590080 00008
590081 | HYDRAULIC BALANCING | HYDRAULIC BALANCING | PICV 100 1"1/4 F-F NPT | TE | HYDRAULIC BALANCING | 134.48 | 0 | 27 | 1 | 27 | 84818059 | 590081 00027 | 590081 00027
590099 | HYDRAULIC BALANCING | HYDRAULIC BALANCING | PICV 05 3/4" EK-3/4" EK | TE | HYDRAULIC BALANCING | 42.16 | 0 | 5 | 8 | 40 | 84818059 | 590099 00005 | 590099 00040
590100 | HYDRAULIC BALANCING | HYDRAULIC BALANCING | PICC01 20-130KPA 29-155L/H Y | TE | HYDRAULIC BALANCING | 49.8 | 0.128 | 1 | 0 | 1 | 84819000 | 590100 00001 | 590100 00001
590101 | HYDRAULIC BALANCING | HYDRAULIC BALANCING | PICC01 20-130KPA 207-430L/H R | TE | HYDRAULIC BALANCING | 49.8 | 0.127 | 1 | 0 | 1 | 84819000 | 590101 00001 | 590101 00001
590102 | HYDRAULIC BALANCING | HYDRAULIC BALANCING | PICC01 20-130KPA 223-526L/H U | TE | HYDRAULIC BALANCING | 49.8 | 0.13 | 1 | 0 | 1 | 84819000 | 590102 00001 | 590102 00001
590103 | HYDRAULIC BALANCING | HYDRAULIC BALANCING | PICC01 20-130KPA 162-695L/H B | TE | HYDRAULIC BALANCING | 49.8 | 0.128 | 1 | 0 | 1 | 84819000 | 590103 00001 | 590103 00001
590104 | HYDRAULIC BALANCING | HYDRAULIC BALANCING | PICC01 20-130KPA 352-984/H G | TE | HYDRAULIC BALANCING | 49.8 | 0.127 | 1 | 0 | 1 | 84819000 | 590104 00001 | 590104 00001
590105 | HYDRAULIC BALANCING | HYDRAULIC BALANCING | PICC01 40-400KPA 42-250L/H Y | TE | HYDRAULIC BALANCING | 49.8 | 0.128 | 1 | 0 | 1 | 84819000 | 590105 00001 | 590105 00001
590106 | HYDRAULIC BALANCING | HYDRAULIC BALANCING | PICC01 40-400KPA 281-653L/H R | TE | HYDRAULIC BALANCING | 49.8 | 0.126 | 1 | 0 | 1 | 84819000 | 590106 00001 | 590106 00001
590107 | HYDRAULIC BALANCING | HYDRAULIC BALANCING | PICC01 40-400KPA 203-792L/H U | TE | HYDRAULIC BALANCING | 49.8 | 0.126 | 1 | 0 | 1 | 84819000 | 590107 00001 | 590107 00001
590108 | HYDRAULIC BALANCING | HYDRAULIC BALANCING | PICC01 40-400KPA 215-998L/H B | TE | HYDRAULIC BALANCING | 49.8 | 0.128 | 1 | 0 | 1 | 84819000 | 590108 00001 | 590108 00001
590109 | HYDRAULIC BALANCING | HYDRAULIC BALANCING | PICC01 40-400KPA 493-1470L/H G | TE | HYDRAULIC BALANCING | 49.8 | 0.127 | 1 | 0 | 1 | 84819000 | 590109 00001 | 590109 00001
590110 | HYDRAULIC BALANCING | HYDRAULIC BALANCING | PICC11 15-130KPA 612-2380L/H W | TE | HYDRAULIC BALANCING | 90.4 | 0.47 | 1 | 0 | 1 | 84819000 | 590110 00001 | 590110 00001
590111 | HYDRAULIC BALANCING | HYDRAULIC BALANCING | PICC11 15-130KPA 936-3060L/H R | TE | HYDRAULIC BALANCING | 90.4 | 0.468 | 1 | 0 | 1 | 84819000 | 590111 00001 | 590111 00001
590112 | HYDRAULIC BALANCING | HYDRAULIC BALANCING | PICC11 22-300KPA 828-3020L/H W | TE | HYDRAULIC BALANCING | 90.4 | 0.477 | 1 | 0 | 1 | 84819000 | 590112 00001 | 590112 00001
590113 | HYDRAULIC BALANCING | HYDRAULIC BALANCING | PICC11 22-300KPA 1370-4360L/H | TE | HYDRAULIC BALANCING | 90.4 | 0.476 | 1 | 0 | 1 | 84819000 | 590113 00001 | 590113 00001
590114 | HYDRAULIC BALANCING | HYDRAULIC BALANCING | PICC11 30-410KPA 972-3560L/H W | TE | HYDRAULIC BALANCING | 90.4 | 0.476 | 5 | 0 | 5 | 84819000 | 590114 00005 | 590114 00005
590115 | HYDRAULIC BALANCING | HYDRAULIC BALANCING | PICC11 30-410KPA 1580-5150L/H | TE | HYDRAULIC BALANCING | 90.4 | 0.476 | 1 | 0 | 1 | 84819000 | 590115 00001 | 590115 00001
590116 | HYDRAULIC BALANCING | HYDRAULIC BALANCING | PICC02 17-210KPA 100-412L/H B | TE | HYDRAULIC BALANCING | 62.73 | 0.132 | 1 | 0 | 1 | 84819000 | 590116 00001 | 590116 00001
590117 | HYDRAULIC BALANCING | HYDRAULIC BALANCING | PICC02 17-210KPA 157-609L/H G | TE | HYDRAULIC BALANCING | 62.73 | 0.131 | 1 | 0 | 1 | 84819000 | 590117 00001 | 590117 00001
590118 | HYDRAULIC BALANCING | HYDRAULIC BALANCING | PICC02 17-200KPA 276-825L/H R | TE | HYDRAULIC BALANCING | 62.73 | 0.131 | 1 | 0 | 1 | 84819000 | 590118 00001 | 590118 00001
590119 | HYDRAULIC BALANCING | HYDRAULIC BALANCING | PICC02 30-400KPA 406-1270L/H R | TE | HYDRAULIC BALANCING | 62.73 | 0.131 | 1 | 0 | 1 | 84819000 | 590119 00001 | 590119 00001
590120 | HYDRAULIC BALANCING | HYDRAULIC BALANCING | PICC02 35-400KPA 138-615L/H B | TE | HYDRAULIC BALANCING | 62.73 | 0.131 | 1 | 0 | 1 | 84819000 | 590120 00001 | 590120 00001
590121 | HYDRAULIC BALANCING | HYDRAULIC BALANCING | PICC02 35-400KPA 238-896L/H G | TE | HYDRAULIC BALANCING | 62.73 | 0.13 | 1 | 0 | 1 | 84819000 | 590121 00001 | 590121 00001
590122 | HYDRAULIC BALANCING | HYDRAULIC BALANCING | PICC12 17-400KPA 535-5830L/H G | TE | HYDRAULIC BALANCING | 137.74 | 0.373 | 1 | 0 | 1 | 84819000 | 590122 00001 | 590122 00001
590123 | HYDRAULIC BALANCING | HYDRAULIC BALANCING | PICC03 16-200 KPA 37-575L/H | TE | HYDRAULIC BALANCING | 107.7 | 0.166 | 1 | 0 | 1 | 84819000 | 590123 00001 | 590123 00001
590124 | HYDRAULIC BALANCING | HYDRAULIC BALANCING | PICC03 30-400 KPA 64-1110 L/H | TE | HYDRAULIC BALANCING | 107.7 | 0.166 | 1 | 0 | 1 | 84819000 | 590124 00001 | 590124 00001
590125 | HYDRAULIC BALANCING | HYDRAULIC BALANCING | PICC13 16-400 KPA 865-4630 L/H | TE | HYDRAULIC BALANCING | 224.4 | 0.43 | 1 | 0 | 1 | 84819000 | 590125 00001 | 590125 00001
590126 | HYDRAULIC BALANCING | HYDRAULIC BALANCING | PICC22 20-400KPA 3180-16100L/H | TE | HYDRAULIC BALANCING | 220.51 | 1.09 | 1 | 0 | 1 | 84819000 | 590126 00001 | 590126 00001
590127 | HYDRAULIC BALANCING | HYDRAULIC BALANCING | PICC03 35-800 KPA 620-2650L/H | TE | HYDRAULIC BALANCING | 98.23 | 0.164 | 1 | 0 | 1 | 84819000 | 590127 00001 | 590127 00001
590141 | HYDRAULIC BALANCING | HYDRAULIC BALANCING | PICV 00 1" F-F LIGHT | TE | HYDRAULIC BALANCING | 47.98 | 0.496 | 4 | 4 | 16 | 84818059 | 590141 00004 | 590141 00016
590142 | HYDRAULIC BALANCING | HYDRAULIC BALANCING | PICV 200 1"1/2 F-F | TE | HYDRAULIC BALANCING | 224.34 | 3.42 | 2 | 0 | 2 | 84818059 | 590142 00002 | 590142 00002
590143 | HYDRAULIC BALANCING | HYDRAULIC BALANCING | PICV 200 2" F-F | TE | HYDRAULIC BALANCING | 251.37 | 3.2 | 2 | 0 | 2 | 84818059 | 590143 00002 | 590143 00002
590144 | HYDRAULIC BALANCING | HYDRAULIC BALANCING | PICV 05 1" M-M LIGHT | TE | HYDRAULIC BALANCING | 49.32 | 1.095 | 2 | 4 | 8 | 84818059 | 590144 00002 | 590144 00008
590145 | HYDRAULIC BALANCING | HYDRAULIC BALANCING | PICV 05 1"1/4 M-M LIGHT | TE | HYDRAULIC BALANCING | 49.32 | 0.47 | 2 | 4 | 8 | 84818059 | 590145 00002 | 590145 00008
590146 | HYDRAULIC BALANCING | HYDRAULIC BALANCING | PICV 205 2" M-M | TE | HYDRAULIC BALANCING | 209.49 | 0 | 2 | 0 | 2 | 84818059 | 590146 00002 | 590146 00002
590147 | HYDRAULIC BALANCING | HYDRAULIC BALANCING | PICV 205 2"1/2 M-M | TE | HYDRAULIC BALANCING | 236.52 | 0 | 2 | 0 | 2 | 84818059 | 590147 00002 | 590147 00002
590148 | HYDRAULIC BALANCING | HYDRAULIC BALANCING | PICV 10 3/4" M-M BOC LIGHT | TE | HYDRAULIC BALANCING | 64.21 | 0.744 | 2 | 8 | 16 | 84818059 | 590148 00002 | 590148 00016
590149 | HYDRAULIC BALANCING | HYDRAULIC BALANCING | PICV 10 1" M-M BOC LIGHT | TE | HYDRAULIC BALANCING | 68.25 | 1.59 | 2 | 8 | 16 | 84818059 | 590149 00002 | 590149 00016
590150 | HYDRAULIC BALANCING | HYDRAULIC BALANCING | PICV 210 1"1/2 M-M BOC | TE | HYDRAULIC BALANCING | 264.88 | 0.768 | 27 | 1 | 27 | 84818059 | 590150 00027 | 590150 00027
590151 | HYDRAULIC BALANCING | HYDRAULIC BALANCING | PICV 210 2" M-M BOC | TE | HYDRAULIC BALANCING | 291.91 | 4.02 | 27 | 1 | 27 | 84818059 | 590151 00027 | 590151 00027
550100150 | HYDRAULIC BALANCING | HYDRAULIC BALANCING | EQF 05 V.DIF.DN20 M 150 | TE | HYDRAULIC BALANCING | 196.06 | 0 | 1 | 8 | 8 | 84818039 | 550100150 00001 | 550100150 00008
550100300 | HYDRAULIC BALANCING | HYDRAULIC BALANCING | EQF 05 V.DIF.DN20 M 300 | TE | HYDRAULIC BALANCING | 196.06 | 0 | 1 | 8 | 8 | 84818039 | 550100300 00001 | 550100300 00008
550100450 | HYDRAULIC BALANCING | HYDRAULIC BALANCING | EQF 05 V.DIF.DN20 M 450 | TE | HYDRAULIC BALANCING | 196.06 | 0 | 1 | 8 | 8 | 84818039 | 550100450 00001 | 550100450 00008
550100600 | HYDRAULIC BALANCING | HYDRAULIC BALANCING | EQF 05 V.DIF.DN20 M 600 | TE | HYDRAULIC BALANCING | 196.06 | 0 | 1 | 8 | 8 | 84818039 | 550100600 00001 | 550100600 00008
550113150 | HYDRAULIC BALANCING | HYDRAULIC BALANCING | EQF 05 V.DIF.LE DN15 150 | TE | HYDRAULIC BALANCING | 184.76 | 0 | 1 | 8 | 8 | 84818059 | 550113150 00001 | 550113150 00008
550113300 | HYDRAULIC BALANCING | HYDRAULIC BALANCING | EQF 05 V.DIF.LE DN15 300 | TE | HYDRAULIC BALANCING | 184.76 | 0 | 1 | 8 | 8 | 84818059 | 550113300 00001 | 550113300 00008
550113450 | HYDRAULIC BALANCING | HYDRAULIC BALANCING | EQF 05 V.DIF.LE DN15 450 | TE | HYDRAULIC BALANCING | 184.76 | 0 | 1 | 8 | 8 | 84818059 | 550113450 00001 | 550113450 00008
550113600 | HYDRAULIC BALANCING | HYDRAULIC BALANCING | EQF 05 V.DIF.LE DN15 600 | TE | HYDRAULIC BALANCING | 184.76 | 0 | 1 | 8 | 8 | 84818059 | 550113600 00001 | 550113600 00008
550115150 | HYDRAULIC BALANCING | HYDRAULIC BALANCING | EQF 05 V.DIF.LE DN20 150 | TE | HYDRAULIC BALANCING | 201.71 | 0.96 | 1 | 8 | 8 | 84818059 | 550115150 00001 | 550115150 00008
550115300 | HYDRAULIC BALANCING | HYDRAULIC BALANCING | EQF 05 V.DIF.LE DN20 300 | TE | HYDRAULIC BALANCING | 201.71 | 0 | 1 | 8 | 8 | 84818059 | 550115300 00001 | 550115300 00008
550115450 | HYDRAULIC BALANCING | HYDRAULIC BALANCING | EQF 05 V.DIF.LE DN20 450 | TE | HYDRAULIC BALANCING | 201.71 | 0 | 1 | 8 | 8 | 84818059 | 550115450 00001 | 550115450 00008
550115600 | HYDRAULIC BALANCING | HYDRAULIC BALANCING | EQF 05 V.DIF.LE DN20 600 | TE | HYDRAULIC BALANCING | 201.71 | 0 | 1 | 8 | 8 | 84818059 | 550115600 00001 | 550115600 00008
550117150 | HYDRAULIC BALANCING | HYDRAULIC BALANCING | EQF 05 V.DIF.LE DN25 150 | TE | HYDRAULIC BALANCING | 245.78 | 0 | 1 | 8 | 8 | 84818059 | 550117150 00001 | 550117150 00008
550117300 | HYDRAULIC BALANCING | HYDRAULIC BALANCING | EQF 05 V.DIF.LE DN25 300 | TE | HYDRAULIC BALANCING | 245.78 | 0 | 1 | 8 | 8 | 84818059 | 550117300 00001 | 550117300 00008
550117450 | HYDRAULIC BALANCING | HYDRAULIC BALANCING | EQF 05 V.DIF.LE DN25 450 | TE | HYDRAULIC BALANCING | 245.78 | 0 | 1 | 8 | 8 | 84818059 | 550117450 00001 | 550117450 00008
550117600 | HYDRAULIC BALANCING | HYDRAULIC BALANCING | EQF 05 V.DIF.LE DN25 600 | TE | HYDRAULIC BALANCING | 245.78 | 0 | 1 | 8 | 8 | 84818059 | 550117600 00001 | 550117600 00008
550170100 | HYDRAULIC BALANCING | HYDRAULIC BALANCING | GR.BIL COL.V.DIF.LE 100 | TE | HYDRAULIC BALANCING | 452 | 0 | 1 | 0 | 1 | 84818039 | 550170100 00001 | 550170100 00001
550170200 | HYDRAULIC BALANCING | HYDRAULIC BALANCING | GR.BIL COL.V.DIF.LE 200 | TE | HYDRAULIC BALANCING | 452 | 0 | 1 | 0 | 1 | 84818039 | 550170200 00001 | 550170200 00001
550170300 | HYDRAULIC BALANCING | HYDRAULIC BALANCING | GR.BIL COL.V.DIF.LE 300 | TE | HYDRAULIC BALANCING | 452 | 0 | 1 | 0 | 1 | 84818039 | 550170300 00001 | 550170300 00001
509088B | HYDRAULIC BALANCING | HYDRAULIC BALANCING | AVB 10 PRESA PRESS. 1/4M-BLUE | TE | HYDRAULIC BALANCING | 6.78 | 0.032 | 100 | 0 | 100 | 74122000 | 509088B 00100 | 509088B 00100
509088R | HYDRAULIC BALANCING | HYDRAULIC BALANCING | AVB 10 PRESA PRESS. 1/4M-RED | TE | HYDRAULIC BALANCING | 6.78 | 0.032 | 100 | 0 | 100 | 74122000 | 509088R 00100 | 509088R 00100
550100150SI | HYDRAULIC BALANCING | HYDRAULIC BALANCING | EQF 05SI V.DIF.DN20 M 150 | TE | HYDRAULIC BALANCING | 185.89 | 0 | 1 | 8 | 8 | 84818039 | 550100150SI 00001 | 550100150SI 00008
550100300SI | HYDRAULIC BALANCING | HYDRAULIC BALANCING | EQF 05SI V.DIF.DN20 M 300 | TE | HYDRAULIC BALANCING | 185.89 | 0 | 1 | 8 | 8 | 84818039 | 550100300SI 00001 | 550100300SI 00008
550100450SI | HYDRAULIC BALANCING | HYDRAULIC BALANCING | EQF 05SI V.DIF.DN20 M 450 | TE | HYDRAULIC BALANCING | 185.89 | 0 | 1 | 8 | 8 | 84818039 | 550100450SI 00001 | 550100450SI 00008
550100600SI | HYDRAULIC BALANCING | HYDRAULIC BALANCING | EQF 05SI V.DIF.DN20 M 600 | TE | HYDRAULIC BALANCING | 185.89 | 0 | 1 | 8 | 8 | 84818039 | 550100600SI 00001 | 550100600SI 00008
550100SI | HYDRAULIC BALANCING | HYDRAULIC BALANCING | EQF 01SI V.DIF.DN20 M 50-300 | TE | HYDRAULIC BALANCING | 208.68 | 0.905 | 1 | 8 | 8 | 84818039 | 550100SI 00001 | 550100SI 00008
550101SI | HYDRAULIC BALANCING | HYDRAULIC BALANCING | EQF 01SI V.DIF.LE DN20 M 250-6 | TE | HYDRAULIC BALANCING | 208.68 | 0.917 | 1 | 8 | 8 | 84818059 | 550101SI 00001 | 550101SI 00008
550103SI | HYDRAULIC BALANCING | HYDRAULIC BALANCING | EQF 03SI V.GEMEL.V.DIF.DN20 M | TE | HYDRAULIC BALANCING | 58.7 | 0 | 1 | 8 | 8 | 84818039 | 550103SI 00001 | 550103SI 00008
550104SI | HYDRAULIC BALANCING | HYDRAULIC BALANCING | EQF 03SI V.GEMEL.V.DIF.LE DN15 | TE | HYDRAULIC BALANCING | 57.72 | 0 | 1 | 6 | 6 | 84818039 | 550104SI 00001 | 550104SI 00006
550105SI | HYDRAULIC BALANCING | HYDRAULIC BALANCING | EQF 03SI V.GEMEL.V.DIF.LE DN20 | TE | HYDRAULIC BALANCING | 60.03 | 0.475 | 1 | 8 | 8 | 84818039 | 550105SI 00001 | 550105SI 00008
550106SI | HYDRAULIC BALANCING | HYDRAULIC BALANCING | EQF 03SI V.GEMEL.V.DIF.LE DN25 | TE | HYDRAULIC BALANCING | 68.94 | 0.638 | 1 | 8 | 8 | 84818039 | 550106SI 00001 | 550106SI 00008
550109SI | HYDRAULIC BALANCING | HYDRAULIC BALANCING | EQF 02SI V.GEMEL.V.DIF.DN20 M | TE | HYDRAULIC BALANCING | 73.25 | 0 | 1 | 8 | 8 | 84818039 | 550109SI 00001 | 550109SI 00008
550110SI | HYDRAULIC BALANCING | HYDRAULIC BALANCING | EQF 02SI V.GEMEL.V.DIF.LE DN15 | TE | HYDRAULIC BALANCING | 81.46 | 0.46 | 1 | 8 | 8 | 84818039 | 550110SI 00001 | 550110SI 00008
550111SI | HYDRAULIC BALANCING | HYDRAULIC BALANCING | EQF 02SI V.GEMEL.V.DIF.LE DN20 | TE | HYDRAULIC BALANCING | 81.46 | 0.52 | 1 | 8 | 8 | 84818039 | 550111SI 00001 | 550111SI 00008
550112SI | HYDRAULIC BALANCING | HYDRAULIC BALANCING | EQF 02SI V.GEMEL.V.DIF.LE DN25 | TE | HYDRAULIC BALANCING | 85.32 | 0.69 | 1 | 8 | 8 | 84818039 | 550112SI 00001 | 550112SI 00008
550113150SI | HYDRAULIC BALANCING | HYDRAULIC BALANCING | EQF 05SI V.DIF.LE DN15 150 | TE | HYDRAULIC BALANCING | 174.59 | 0 | 1 | 8 | 8 | 84818059 | 550113150SI 00001 | 550113150SI 00008
550113300SI | HYDRAULIC BALANCING | HYDRAULIC BALANCING | EQF 05SI V.DIF.LE DN15 300 | TE | HYDRAULIC BALANCING | 174.59 | 0 | 1 | 8 | 8 | 84818059 | 550113300SI 00001 | 550113300SI 00008
550113450SI | HYDRAULIC BALANCING | HYDRAULIC BALANCING | EQF 05SI V.DIF.LE DN15 450 | TE | HYDRAULIC BALANCING | 174.59 | 0 | 1 | 8 | 8 | 84818059 | 550113450SI 00001 | 550113450SI 00008
550113600SI | HYDRAULIC BALANCING | HYDRAULIC BALANCING | EQF 05SI V.DIF.LE DN15 600 | TE | HYDRAULIC BALANCING | 174.59 | 0 | 1 | 8 | 8 | 84818059 | 550113600SI 00001 | 550113600SI 00008
550113SI | HYDRAULIC BALANCING | HYDRAULIC BALANCING | EQF 01SI V.DIF.LE DN15 50-300 | TE | HYDRAULIC BALANCING | 195.82 | 0.922 | 1 | 8 | 8 | 84818059 | 550113SI 00001 | 550113SI 00008
550114SI | HYDRAULIC BALANCING | HYDRAULIC BALANCING | EQF 01SI V.DIF.LE DN15 250-600 | TE | HYDRAULIC BALANCING | 195.82 | 0.924 | 1 | 8 | 8 | 84818059 | 550114SI 00001 | 550114SI 00008
550115150SI | HYDRAULIC BALANCING | HYDRAULIC BALANCING | EQF 05SI V.DIF.LE DN20 150 | TE | HYDRAULIC BALANCING | 191.54 | 0 | 1 | 8 | 8 | 84818059 | 550115150SI 00001 | 550115150SI 00008
550115300SI | HYDRAULIC BALANCING | HYDRAULIC BALANCING | EQF 05SI V.DIF.LE DN20 300 | TE | HYDRAULIC BALANCING | 191.54 | 0 | 1 | 8 | 8 | 84818059 | 550115300SI 00001 | 550115300SI 00008
550115450SI | HYDRAULIC BALANCING | HYDRAULIC BALANCING | EQF 05SI V.DIF.LE DN20 450 | TE | HYDRAULIC BALANCING | 191.54 | 0 | 1 | 8 | 8 | 84818059 | 550115450SI 00001 | 550115450SI 00008
550115600SI | HYDRAULIC BALANCING | HYDRAULIC BALANCING | EQF 05SI V.DIF.LE DN20 600 | TE | HYDRAULIC BALANCING | 191.54 | 0 | 1 | 8 | 8 | 84818059 | 550115600SI 00001 | 550115600SI 00008
550115SI | HYDRAULIC BALANCING | HYDRAULIC BALANCING | EQF 01SI V.DIF.LE DN20 50-300 | TE | HYDRAULIC BALANCING | 216.51 | 0.988 | 1 | 8 | 8 | 84818059 | 550115SI 00001 | 550115SI 00008
550116SI | HYDRAULIC BALANCING | HYDRAULIC BALANCING | EQF 01SI V.DIF.LE DN20 250-600 | TE | HYDRAULIC BALANCING | 216.51 | 0.983 | 1 | 8 | 8 | 84818059 | 550116SI 00001 | 550116SI 00008
550117150SI | HYDRAULIC BALANCING | HYDRAULIC BALANCING | EQF 05SI V.DIF.LE DN25 150 | TE | HYDRAULIC BALANCING | 246.91 | 0 | 1 | 8 | 8 | 84818059 | 550117150SI 00001 | 550117150SI 00008
550117300SI | HYDRAULIC BALANCING | HYDRAULIC BALANCING | EQF 05SI V.DIF.LE DN25 300 | TE | HYDRAULIC BALANCING | 246.91 | 0 | 1 | 8 | 8 | 84818059 | 550117300SI 00001 | 550117300SI 00008
550117450SI | HYDRAULIC BALANCING | HYDRAULIC BALANCING | EQF 05SI V.DIF.LE DN25 450 | TE | HYDRAULIC BALANCING | 246.91 | 0 | 1 | 8 | 8 | 84818059 | 550117450SI 00001 | 550117450SI 00008
550117600SI | HYDRAULIC BALANCING | HYDRAULIC BALANCING | EQF 05SI V.DIF.LE DN25 600 | TE | HYDRAULIC BALANCING | 246.91 | 0 | 1 | 8 | 8 | 84818059 | 550117600SI 00001 | 550117600SI 00008
550117SI | HYDRAULIC BALANCING | HYDRAULIC BALANCING | EQF 01SI V.DIF.LE DN25 50-300 | TE | HYDRAULIC BALANCING | 262.27 | 1.144 | 1 | 8 | 8 | 84818059 | 550117SI 00001 | 550117SI 00008
550118SI | HYDRAULIC BALANCING | HYDRAULIC BALANCING | EQF 01SI V.DIF.LE DN25 250-600 | TE | HYDRAULIC BALANCING | 262.27 | 1.144 | 1 | 8 | 8 | 84818059 | 550118SI 00001 | 550118SI 00008
550160SI | HYDRAULIC BALANCING | HYDRAULIC BALANCING | EQF 01 V.DIF.LE DN 32 50-300 | TE | HYDRAULIC BALANCING | 479 | 0 | 1 | 8 | 8 | 84818059 | 550160SI 00001 | 550160SI 00008
550161SI | HYDRAULIC BALANCING | HYDRAULIC BALANCING | EQF 01 V.DIF.LE DN 40 50-300 | TE | HYDRAULIC BALANCING | 519 | 0 | 1 | 8 | 8 | 84818059 | 550161SI 00001 | 550161SI 00008
550162SI | HYDRAULIC BALANCING | HYDRAULIC BALANCING | EQF 01 V.DIF.LE DN 50 50-300 | TE | HYDRAULIC BALANCING | 549 | 0 | 1 | 8 | 8 | 84818059 | 550162SI 00001 | 550162SI 00008
550163SI | HYDRAULIC BALANCING | HYDRAULIC BALANCING | EQF 01 V.DIF.LE DN 32 250-600 | TE | HYDRAULIC BALANCING | 479 | 0 | 1 | 8 | 8 | 84818059 | 550163SI 00001 | 550163SI 00008
550164SI | HYDRAULIC BALANCING | HYDRAULIC BALANCING | EQF 01 V.DIF.LE DN 40 250-600 | TE | HYDRAULIC BALANCING | 519 | 0 | 1 | 8 | 8 | 84818059 | 550164SI 00001 | 550164SI 00008
550165SI | HYDRAULIC BALANCING | HYDRAULIC BALANCING | EQF 01 V.DIF.LE DN 50 250-600 | TE | HYDRAULIC BALANCING | 549 | 0 | 1 | 8 | 8 | 84818059 | 550165SI 00001 | 550165SI 00008
550166SI | HYDRAULIC BALANCING | HYDRAULIC BALANCING | EQF 02 V.GEMEL.X V.DIF.LE DN32 | TE | HYDRAULIC BALANCING | 162 | 0 | 1 | 8 | 8 | 84818039 | 550166SI 00001 | 550166SI 00008
550167SI | HYDRAULIC BALANCING | HYDRAULIC BALANCING | EQF 02 V.GEMEL.X V.DIF.LE DN40 | TE | HYDRAULIC BALANCING | 187 | 0 | 1 | 8 | 8 | 84818039 | 550167SI 00001 | 550167SI 00008
550168SI | HYDRAULIC BALANCING | HYDRAULIC BALANCING | EQF 02 V.GEMEL.X V.DIF.LE DN50 | TE | HYDRAULIC BALANCING | 207 | 0 | 1 | 8 | 8 | 84818039 | 550168SI 00001 | 550168SI 00008
509134 | HYDRAULIC BALANCING | HYDRAULIC BALANCING | CAPILL.2MT+RACC.T1/4M+P.PRES | TH | HYDRAULIC BALANCING BIG | 55.9 | 0.19 | 1 | 0 | 1 | 84819000 | 509134 00001 | 509134 00001
509142 | HYDRAULIC BALANCING | HYDRAULIC BALANCING | CAPILL.2MT+RACC.L1/4M | TH | HYDRAULIC BALANCING BIG | 28.63 | 0.11 | 1 | 0 | 1 | 84819000 | 509142 00001 | 509142 00001
509145 | HYDRAULIC BALANCING | HYDRAULIC BALANCING | ATT. 10 NM PICV DN65-DN80 | TH | HYDRAULIC BALANCING BIG | 696.37 | 1 | 1 | 1 | 1 | 85013100 | 509145 00001 | 509145 00001
509146 | HYDRAULIC BALANCING | HYDRAULIC BALANCING | ATT. 20 NM PICV DN100-DN150 | TH | HYDRAULIC BALANCING BIG | 770.23 | 1 | 1 | 1 | 1 | 85013100 | 509146 00001 | 509146 00001
509147 | HYDRAULIC BALANCING | HYDRAULIC BALANCING | RIDUT. MAN. PICV DN65-DN150 | TH | HYDRAULIC BALANCING BIG | 242.13 | 1.28 | 1 | 1 | 1 | 84834051 | 509147 00001 | 509147 00001
509170 | HYDRAULIC BALANCING | HYDRAULIC BALANCING | VB 20 VALV. BIL. GHISA DN50 | TH | HYDRAULIC BALANCING BIG | 541.29 | 8.3 | 1 | 0 | 1 | 84818059 | 509170 00001 | 509170 00001
509171 | HYDRAULIC BALANCING | HYDRAULIC BALANCING | VB 20 VALV. BIL. GHISA DN65 | TH | HYDRAULIC BALANCING BIG | 613.73 | 17.7 | 1 | 0 | 1 | 84818059 | 509171 00001 | 509171 00001
509172 | HYDRAULIC BALANCING | HYDRAULIC BALANCING | VB 20 VALV. BIL. GHISA DN80 | TH | HYDRAULIC BALANCING BIG | 813.37 | 19.9 | 1 | 0 | 1 | 84818059 | 509172 00001 | 509172 00001
509173 | HYDRAULIC BALANCING | HYDRAULIC BALANCING | VB 20 VALV. BIL. GHISA DN100 | TH | HYDRAULIC BALANCING BIG | 1130.57 | 21.585 | 1 | 0 | 1 | 84818059 | 509173 00001 | 509173 00001
509174 | HYDRAULIC BALANCING | HYDRAULIC BALANCING | VB 20 VALV. BIL. GHISA DN125 | TH | HYDRAULIC BALANCING BIG | 1584.54 | 0 | 1 | 0 | 1 | 84818059 | 509174 00001 | 509174 00001
509175 | HYDRAULIC BALANCING | HYDRAULIC BALANCING | VB 20 VALV. BIL. GHISA DN150 | TH | HYDRAULIC BALANCING BIG | 2379.53 | 0 | 1 | 0 | 1 | 84818059 | 509175 00001 | 509175 00001
509176 | HYDRAULIC BALANCING | HYDRAULIC BALANCING | VB 20 VALV. BIL. GHISA DN200 | TH | HYDRAULIC BALANCING BIG | 4651.94 | 0 | 1 | 0 | 1 | 84818059 | 509176 00001 | 509176 00001
509177 | HYDRAULIC BALANCING | HYDRAULIC BALANCING | VB 20 VALV. BIL. GHISA DN250 | TH | HYDRAULIC BALANCING BIG | 8128.7 | 0 | 1 | 0 | 1 | 84818059 | 509177 00001 | 509177 00001
509178 | HYDRAULIC BALANCING | HYDRAULIC BALANCING | VB 20 VALV. BIL. GHISA DN300 | TH | HYDRAULIC BALANCING BIG | 11697.15 | 0 | 1 | 0 | 1 | 84818059 | 509178 00001 | 509178 00001
550126 | HYDRAULIC BALANCING | HYDRAULIC BALANCING | PICV DN 65 ORANGE | TH | HYDRAULIC BALANCING BIG | 2378.97 | 21.6 | 1 | 0 | 1 | 84818059 | 550126 00001 | 550126 00001
550127 | HYDRAULIC BALANCING | HYDRAULIC BALANCING | PICV DN 80 ORANGE | TH | HYDRAULIC BALANCING BIG | 2572.42 | 28.1 | 1 | 0 | 1 | 84818059 | 550127 00001 | 550127 00001
550128 | HYDRAULIC BALANCING | HYDRAULIC BALANCING | PICV DN 100 ORANGE | TH | HYDRAULIC BALANCING BIG | 2983 | 33.6 | 1 | 0 | 1 | 84818059 | 550128 00001 | 550128 00001
550129 | HYDRAULIC BALANCING | HYDRAULIC BALANCING | PICV DN 125 ORANGE | TH | HYDRAULIC BALANCING BIG | 4522.63 | 46.4 | 1 | 0 | 1 | 84818059 | 550129 00001 | 550129 00001
550130 | HYDRAULIC BALANCING | HYDRAULIC BALANCING | PICV DN 150 ORANGE | TH | HYDRAULIC BALANCING BIG | 6938.65 | 75.4 | 1 | 0 | 1 | 84818059 | 550130 00001 | 550130 00001
550131 | HYDRAULIC BALANCING | HYDRAULIC BALANCING | DPCV DN 65 0.2-0.8 BAR | TH | HYDRAULIC BALANCING BIG | 2160.9 | 21.6 | 1 | 0 | 1 | 84818059 | 550131 00001 | 550131 00001
550132 | HYDRAULIC BALANCING | HYDRAULIC BALANCING | DPCV DN 80 0.2-0.8 BAR | TH | HYDRAULIC BALANCING BIG | 2367.14 | 28.1 | 1 | 0 | 1 | 84818059 | 550132 00001 | 550132 00001
550133 | HYDRAULIC BALANCING | HYDRAULIC BALANCING | DPCV DN 100 0.2-0.8 BAR | TH | HYDRAULIC BALANCING BIG | 2634.02 | 33.6 | 1 | 0 | 1 | 84818059 | 550133 00001 | 550133 00001
550134 | HYDRAULIC BALANCING | HYDRAULIC BALANCING | DPCV DN 125 0.2-0.8 BAR | TH | HYDRAULIC BALANCING BIG | 3906.77 | 46.4 | 1 | 0 | 1 | 84818059 | 550134 00001 | 550134 00001
550135 | HYDRAULIC BALANCING | HYDRAULIC BALANCING | DPCV DN 150 0.2-0.8 BAR | TH | HYDRAULIC BALANCING BIG | 6164.91 | 75.4 | 1 | 0 | 1 | 84818059 | 550135 00001 | 550135 00001
550136 | HYDRAULIC BALANCING | HYDRAULIC BALANCING | DPCV DN 65 0.8-1.6 BAR | TH | HYDRAULIC BALANCING BIG | 2220.37 | 21.6 | 1 | 0 | 1 | 84818059 | 550136 00001 | 550136 00001
550137 | HYDRAULIC BALANCING | HYDRAULIC BALANCING | DPCV DN 80 0.8-1.6 BAR | TH | HYDRAULIC BALANCING BIG | 2469.78 | 28.1 | 1 | 0 | 1 | 84818059 | 550137 00001 | 550137 00001
550138 | HYDRAULIC BALANCING | HYDRAULIC BALANCING | DPCV DN 100 0.8-1.6 BAR | TH | HYDRAULIC BALANCING BIG | 2736.66 | 33.6 | 1 | 0 | 1 | 84818059 | 550138 00001 | 550138 00001
550139 | HYDRAULIC BALANCING | HYDRAULIC BALANCING | DPCV+INT/MIS DN 65 0.2-0.8 BAR | TH | HYDRAULIC BALANCING BIG | 2319.49 | 24.2 | 1 | 0 | 1 | 84818059 | 550139 00001 | 550139 00001
550140 | HYDRAULIC BALANCING | HYDRAULIC BALANCING | DPCV+INT/MIS DN 80 0.2-0.8 BAR | TH | HYDRAULIC BALANCING BIG | 2531.38 | 30.6 | 1 | 0 | 1 | 84818059 | 550140 00001 | 550140 00001
550141 | HYDRAULIC BALANCING | HYDRAULIC BALANCING | DPCV+INT/MIS DN100 0.2-0.8 BAR | TH | HYDRAULIC BALANCING BIG | 2798.25 | 36.1 | 1 | 0 | 1 | 84818059 | 550141 00001 | 550141 00001
550142 | HYDRAULIC BALANCING | HYDRAULIC BALANCING | DPCV+INT/MIS DN125 0.2-0.8 BAR | TH | HYDRAULIC BALANCING BIG | 4214.7 | 51 | 1 | 0 | 1 | 84818059 | 550142 00001 | 550142 00001
550143 | HYDRAULIC BALANCING | HYDRAULIC BALANCING | DPCV+INT/MIS DN150 0.2-0.8 BAR | TH | HYDRAULIC BALANCING BIG | 6472.83 | 80 | 1 | 0 | 1 | 84818059 | 550143 00001 | 550143 00001
550144 | HYDRAULIC BALANCING | HYDRAULIC BALANCING | DPCV+INT/MIS DN 65 0.8-1.6 BAR | TH | HYDRAULIC BALANCING BIG | 2378.97 | 24.2 | 1 | 0 | 1 | 84818059 | 550144 00001 | 550144 00001
550145 | HYDRAULIC BALANCING | HYDRAULIC BALANCING | DPCV+INT/MIS DN 80 0.8-1.6 BAR | TH | HYDRAULIC BALANCING BIG | 2634.02 | 30.6 | 1 | 0 | 1 | 84818059 | 550145 00001 | 550145 00001
550146 | HYDRAULIC BALANCING | HYDRAULIC BALANCING | DPCV+INT/MIS DN100 0.8-1.6 BAR | TH | HYDRAULIC BALANCING BIG | 2900.95 | 36.1 | 1 | 0 | 1 | 84818059 | 550146 00001 | 550146 00001
590200 | HYDRAULIC BALANCING | HYDRAULIC BALANCING | PICV 300 CORPO VALV. PICV DN65 | TH | HYDRAULIC BALANCING BIG | 607.85 | 4.3 | 1 | 1 | 1 | 0 | 590200 00001 | 590200 00001
590201 | HYDRAULIC BALANCING | HYDRAULIC BALANCING | PICV 300 CORPO VALV. PICV DN80 | TH | HYDRAULIC BALANCING BIG | 666.04 | 4.3 | 1 | 1 | 1 | 0 | 590201 00001 | 590201 00001
590202 | HYDRAULIC BALANCING | HYDRAULIC BALANCING | PICC 20 10-135 KPA 3180 L/H | TH | HYDRAULIC BALANCING BIG | 516.03 | 0.592 | 1 | 1 | 1 | 0 | 590202 00001 | 590202 00001
590203 | HYDRAULIC BALANCING | HYDRAULIC BALANCING | PICC 20 10-135 KPA 3630 L/H | TH | HYDRAULIC BALANCING BIG | 516.03 | 0.592 | 1 | 1 | 1 | 0 | 590203 00001 | 590203 00001
590204 | HYDRAULIC BALANCING | HYDRAULIC BALANCING | PICC 20 10-135 KPA 4090 L/H | TH | HYDRAULIC BALANCING BIG | 516.03 | 0.592 | 1 | 1 | 1 | 0 | 590204 00001 | 590204 00001
590205 | HYDRAULIC BALANCING | HYDRAULIC BALANCING | PICC 20 10-135 KPA 4540 L/H | TH | HYDRAULIC BALANCING BIG | 516.03 | 0.592 | 1 | 1 | 1 | 0 | 590205 00001 | 590205 00001
590206 | HYDRAULIC BALANCING | HYDRAULIC BALANCING | PICC 20 10-135 KPA 5000 L/H | TH | HYDRAULIC BALANCING BIG | 516.03 | 0.592 | 1 | 1 | 1 | 0 | 590206 00001 | 590206 00001
590207 | HYDRAULIC BALANCING | HYDRAULIC BALANCING | PICC 20 10-135 KPA 5450 L/H | TH | HYDRAULIC BALANCING BIG | 516.03 | 0.592 | 1 | 1 | 1 | 0 | 590207 00001 | 590207 00001
590208 | HYDRAULIC BALANCING | HYDRAULIC BALANCING | PICC 20 10-135 KPA 5910 L/H | TH | HYDRAULIC BALANCING BIG | 516.03 | 0.592 | 1 | 1 | 1 | 0 | 590208 00001 | 590208 00001
590209 | HYDRAULIC BALANCING | HYDRAULIC BALANCING | PICC 20 10-135 KPA 6360 L/H | TH | HYDRAULIC BALANCING BIG | 516.03 | 0.592 | 1 | 1 | 1 | 0 | 590209 00001 | 590209 00001
590210 | HYDRAULIC BALANCING | HYDRAULIC BALANCING | PICC 20 10-135 KPA 6810 L/H | TH | HYDRAULIC BALANCING BIG | 516.03 | 0.592 | 1 | 1 | 1 | 0 | 590210 00001 | 590210 00001
590211 | HYDRAULIC BALANCING | HYDRAULIC BALANCING | PICC 20 10-135 KPA 7270 L/H | TH | HYDRAULIC BALANCING BIG | 516.03 | 0.592 | 1 | 1 | 1 | 0 | 590211 00001 | 590211 00001
590212 | HYDRAULIC BALANCING | HYDRAULIC BALANCING | PICC 20 10-135 KPA 7720 L/H | TH | HYDRAULIC BALANCING BIG | 516.03 | 0.592 | 1 | 1 | 1 | 0 | 590212 00001 | 590212 00001
590213 | HYDRAULIC BALANCING | HYDRAULIC BALANCING | PICC 20 10-135 KPA 8180 L/H | TH | HYDRAULIC BALANCING BIG | 516.03 | 0.592 | 1 | 1 | 1 | 0 | 590213 00001 | 590213 00001
590214 | HYDRAULIC BALANCING | HYDRAULIC BALANCING | PICC 20 10-135 KPA 8630 L/H | TH | HYDRAULIC BALANCING BIG | 516.03 | 0.592 | 1 | 1 | 1 | 0 | 590214 00001 | 590214 00001
590215 | HYDRAULIC BALANCING | HYDRAULIC BALANCING | PICC 20 10-135 KPA 9080 L/H | TH | HYDRAULIC BALANCING BIG | 516.03 | 0.592 | 1 | 1 | 1 | 0 | 590215 00001 | 590215 00001
590216 | HYDRAULIC BALANCING | HYDRAULIC BALANCING | PICC 20 10-135 KPA 9540 L/H | TH | HYDRAULIC BALANCING BIG | 516.03 | 0.592 | 1 | 1 | 1 | 0 | 590216 00001 | 590216 00001
590217 | HYDRAULIC BALANCING | HYDRAULIC BALANCING | PICC 20 10-135 KPA 9990 L/H | TH | HYDRAULIC BALANCING BIG | 516.03 | 0.592 | 1 | 1 | 1 | 0 | 590217 00001 | 590217 00001
590218 | HYDRAULIC BALANCING | HYDRAULIC BALANCING | PICC 20 10-135 KPA 10400 L/H | TH | HYDRAULIC BALANCING BIG | 516.03 | 0.592 | 1 | 1 | 1 | 0 | 590218 00001 | 590218 00001
590219 | HYDRAULIC BALANCING | HYDRAULIC BALANCING | PICC 20 10-135 KPA 10900 L/H | TH | HYDRAULIC BALANCING BIG | 516.03 | 0.592 | 1 | 1 | 1 | 0 | 590219 00001 | 590219 00001
590220 | HYDRAULIC BALANCING | HYDRAULIC BALANCING | PICC 20 10-135 KPA 11400 L/H | TH | HYDRAULIC BALANCING BIG | 516.03 | 0.592 | 1 | 1 | 1 | 0 | 590220 00001 | 590220 00001
590221 | HYDRAULIC BALANCING | HYDRAULIC BALANCING | PICC 20 10-135 KPA 11800 L/H | TH | HYDRAULIC BALANCING BIG | 516.03 | 0.592 | 1 | 1 | 1 | 0 | 590221 00001 | 590221 00001
590222 | HYDRAULIC BALANCING | HYDRAULIC BALANCING | PICC 20 10-135 KPA 12300 L/H | TH | HYDRAULIC BALANCING BIG | 516.03 | 0.592 | 1 | 1 | 1 | 0 | 590222 00001 | 590222 00001
590223 | HYDRAULIC BALANCING | HYDRAULIC BALANCING | PICC 20 10-135 KPA 12700 L/H | TH | HYDRAULIC BALANCING BIG | 516.03 | 0.592 | 1 | 1 | 1 | 0 | 590223 00001 | 590223 00001
590224 | HYDRAULIC BALANCING | HYDRAULIC BALANCING | PICC 20 10-135 KPA 13200 L/H | TH | HYDRAULIC BALANCING BIG | 516.03 | 0.592 | 1 | 1 | 1 | 0 | 590224 00001 | 590224 00001
590225 | HYDRAULIC BALANCING | HYDRAULIC BALANCING | PICC 20 10-135 KPA 13600 L/H | TH | HYDRAULIC BALANCING BIG | 516.03 | 0.592 | 1 | 1 | 1 | 0 | 590225 00001 | 590225 00001
590226 | HYDRAULIC BALANCING | HYDRAULIC BALANCING | PICC 20 28-135 KPA 20400 L/H | TH | HYDRAULIC BALANCING BIG | 516.03 | 0.592 | 1 | 1 | 1 | 0 | 590226 00001 | 590226 00001
590227 | HYDRAULIC BALANCING | HYDRAULIC BALANCING | PICC 20 28-135 KPA 25000 L/H | TH | HYDRAULIC BALANCING BIG | 516.03 | 0.592 | 1 | 1 | 1 | 0 | 590227 00001 | 590227 00001
590228 | HYDRAULIC BALANCING | HYDRAULIC BALANCING | PICC 20 28-135 KPA 29500 L/H | TH | HYDRAULIC BALANCING BIG | 516.03 | 0.592 | 1 | 1 | 1 | 0 | 590228 00001 | 590228 00001
590229 | HYDRAULIC BALANCING | HYDRAULIC BALANCING | PICC 20 22-210 KPA 3970 L/H | TH | HYDRAULIC BALANCING BIG | 516.03 | 0.592 | 1 | 1 | 1 | 0 | 590229 00001 | 590229 00001
590230 | HYDRAULIC BALANCING | HYDRAULIC BALANCING | PICC 20 22-210 KPA 4540 L/H | TH | HYDRAULIC BALANCING BIG | 516.03 | 0.592 | 1 | 1 | 1 | 0 | 590230 00001 | 590230 00001
590231 | HYDRAULIC BALANCING | HYDRAULIC BALANCING | PICC 20 22-210 KPA 5110 L/H | TH | HYDRAULIC BALANCING BIG | 516.03 | 0.592 | 1 | 1 | 1 | 0 | 590231 00001 | 590231 00001
590232 | HYDRAULIC BALANCING | HYDRAULIC BALANCING | PICC 20 22-210 KPA 5680 L/H | TH | HYDRAULIC BALANCING BIG | 516.03 | 0.592 | 1 | 1 | 1 | 0 | 590232 00001 | 590232 00001
590233 | HYDRAULIC BALANCING | HYDRAULIC BALANCING | PICC 20 22-210 KPA 6250 L/H | TH | HYDRAULIC BALANCING BIG | 516.03 | 0.592 | 1 | 1 | 1 | 0 | 590233 00001 | 590233 00001
590234 | HYDRAULIC BALANCING | HYDRAULIC BALANCING | PICC 20 22-210 KPA 6810 L/H | TH | HYDRAULIC BALANCING BIG | 516.03 | 0.592 | 1 | 1 | 1 | 0 | 590234 00001 | 590234 00001
590235 | HYDRAULIC BALANCING | HYDRAULIC BALANCING | PICC 20 22-210 KPA 7380 L/H | TH | HYDRAULIC BALANCING BIG | 516.03 | 0.592 | 1 | 1 | 1 | 0 | 590235 00001 | 590235 00001
590236 | HYDRAULIC BALANCING | HYDRAULIC BALANCING | PICC 20 22-210 KPA 7950 L/H | TH | HYDRAULIC BALANCING BIG | 516.03 | 0.592 | 1 | 1 | 1 | 0 | 590236 00001 | 590236 00001
590237 | HYDRAULIC BALANCING | HYDRAULIC BALANCING | PICC 20 22-210 KPA 8520 L/H | TH | HYDRAULIC BALANCING BIG | 516.03 | 0.592 | 1 | 1 | 1 | 0 | 590237 00001 | 590237 00001
590238 | HYDRAULIC BALANCING | HYDRAULIC BALANCING | PICC 20 22-210 KPA 9080 L/H | TH | HYDRAULIC BALANCING BIG | 516.03 | 0.592 | 1 | 1 | 1 | 0 | 590238 00001 | 590238 00001
590239 | HYDRAULIC BALANCING | HYDRAULIC BALANCING | PICC 20 22-210 KPA 9650 L/H | TH | HYDRAULIC BALANCING BIG | 516.03 | 0.592 | 1 | 1 | 1 | 0 | 590239 00001 | 590239 00001
590240 | HYDRAULIC BALANCING | HYDRAULIC BALANCING | PICC 20 22-210 KPA 10200 L/H | TH | HYDRAULIC BALANCING BIG | 516.03 | 0.592 | 1 | 1 | 1 | 0 | 590240 00001 | 590240 00001
590241 | HYDRAULIC BALANCING | HYDRAULIC BALANCING | PICC 20 22-210 KPA 10800 L/H | TH | HYDRAULIC BALANCING BIG | 516.03 | 0.592 | 1 | 1 | 1 | 0 | 590241 00001 | 590241 00001
590242 | HYDRAULIC BALANCING | HYDRAULIC BALANCING | PICC 20 22-210 KPA 11400 L/H | TH | HYDRAULIC BALANCING BIG | 516.03 | 0.592 | 1 | 1 | 1 | 0 | 590242 00001 | 590242 00001
590243 | HYDRAULIC BALANCING | HYDRAULIC BALANCING | PICC 20 22-210 KPA 11900 L/H | TH | HYDRAULIC BALANCING BIG | 516.03 | 0.592 | 1 | 1 | 1 | 0 | 590243 00001 | 590243 00001
590244 | HYDRAULIC BALANCING | HYDRAULIC BALANCING | PICC 20 22-210 KPA 12500 L/H | TH | HYDRAULIC BALANCING BIG | 516.03 | 0.592 | 1 | 1 | 1 | 0 | 590244 00001 | 590244 00001
590245 | HYDRAULIC BALANCING | HYDRAULIC BALANCING | PICC 20 22-210 KPA 13100 L/H | TH | HYDRAULIC BALANCING BIG | 516.03 | 0.592 | 1 | 1 | 1 | 0 | 590245 00001 | 590245 00001
590246 | HYDRAULIC BALANCING | HYDRAULIC BALANCING | PICC 20 22-210 KPA 13600 L/H | TH | HYDRAULIC BALANCING BIG | 516.03 | 0.592 | 1 | 1 | 1 | 0 | 590246 00001 | 590246 00001
590247 | HYDRAULIC BALANCING | HYDRAULIC BALANCING | PICC 20 22-210 KPA 14200 L/H | TH | HYDRAULIC BALANCING BIG | 516.03 | 0.592 | 1 | 1 | 1 | 0 | 590247 00001 | 590247 00001
590248 | HYDRAULIC BALANCING | HYDRAULIC BALANCING | PICC 20 22-210 KPA 14800 L/H | TH | HYDRAULIC BALANCING BIG | 516.03 | 0.592 | 1 | 1 | 1 | 0 | 590248 00001 | 590248 00001
590249 | HYDRAULIC BALANCING | HYDRAULIC BALANCING | PICC 20 22-210 KPA 15300 L/H | TH | HYDRAULIC BALANCING BIG | 516.03 | 0.592 | 1 | 1 | 1 | 0 | 590249 00001 | 590249 00001
590250 | HYDRAULIC BALANCING | HYDRAULIC BALANCING | PICC 20 22-210 KPA 15900 L/H | TH | HYDRAULIC BALANCING BIG | 516.03 | 0.592 | 1 | 1 | 1 | 0 | 590250 00001 | 590250 00001
590251 | HYDRAULIC BALANCING | HYDRAULIC BALANCING | PICC 20 22-210 KPA 16500 L/H | TH | HYDRAULIC BALANCING BIG | 516.03 | 0.592 | 1 | 1 | 1 | 0 | 590251 00001 | 590251 00001
590252 | HYDRAULIC BALANCING | HYDRAULIC BALANCING | PICC 20 22-210 KPA 17000 L/H | TH | HYDRAULIC BALANCING BIG | 516.03 | 0.592 | 1 | 1 | 1 | 0 | 590252 00001 | 590252 00001
590253 | HYDRAULIC BALANCING | HYDRAULIC BALANCING | PICC 20 55-210 KPA 25000 L/H | TH | HYDRAULIC BALANCING BIG | 516.03 | 0.592 | 1 | 1 | 1 | 0 | 590253 00001 | 590253 00001
590254 | HYDRAULIC BALANCING | HYDRAULIC BALANCING | PICC 20 55-210 KPA 30711 L/H | TH | HYDRAULIC BALANCING BIG | 516.03 | 0.592 | 1 | 1 | 1 | 0 | 590254 00001 | 590254 00001
590255 | HYDRAULIC BALANCING | HYDRAULIC BALANCING | PICC 20 55-210 KPA 36300 L/H | TH | HYDRAULIC BALANCING BIG | 516.03 | 0.592 | 1 | 1 | 1 | 0 | 590255 00001 | 590255 00001
590256 | HYDRAULIC BALANCING | HYDRAULIC BALANCING | PICC 20 40-390 KPA 5300 L/H | TH | HYDRAULIC BALANCING BIG | 516.03 | 0.592 | 1 | 1 | 1 | 0 | 590256 00001 | 590256 00001
590257 | HYDRAULIC BALANCING | HYDRAULIC BALANCING | PICC 20 40-390 KPA 6060 L/H | TH | HYDRAULIC BALANCING BIG | 516.03 | 0.592 | 1 | 1 | 1 | 0 | 590257 00001 | 590257 00001
590258 | HYDRAULIC BALANCING | HYDRAULIC BALANCING | PICC 20 40-390 KPA 6810 L/H | TH | HYDRAULIC BALANCING BIG | 516.03 | 0.592 | 1 | 1 | 1 | 0 | 590258 00001 | 590258 00001
590259 | HYDRAULIC BALANCING | HYDRAULIC BALANCING | PICC 20 40-390 KPA 7570 L/H | TH | HYDRAULIC BALANCING BIG | 516.03 | 0.592 | 1 | 1 | 1 | 0 | 590259 00001 | 590259 00001
590260 | HYDRAULIC BALANCING | HYDRAULIC BALANCING | PICC 20 40-390 KPA 8330 L/H | TH | HYDRAULIC BALANCING BIG | 516.03 | 0.592 | 1 | 1 | 1 | 0 | 590260 00001 | 590260 00001
590261 | HYDRAULIC BALANCING | HYDRAULIC BALANCING | PICC 20 40-390 KPA 9080 L/H | TH | HYDRAULIC BALANCING BIG | 516.03 | 0.592 | 1 | 1 | 1 | 0 | 590261 00001 | 590261 00001
590262 | HYDRAULIC BALANCING | HYDRAULIC BALANCING | PICC 20 40-390 KPA 9840 L/H | TH | HYDRAULIC BALANCING BIG | 516.03 | 0.592 | 1 | 1 | 1 | 0 | 590262 00001 | 590262 00001
590263 | HYDRAULIC BALANCING | HYDRAULIC BALANCING | PICC 20 40-390 KPA 10600 L/H | TH | HYDRAULIC BALANCING BIG | 516.03 | 0.592 | 1 | 1 | 1 | 0 | 590263 00001 | 590263 00001
590264 | HYDRAULIC BALANCING | HYDRAULIC BALANCING | PICC 20 40-390 KPA 11400 L/H | TH | HYDRAULIC BALANCING BIG | 516.03 | 0.592 | 1 | 1 | 1 | 0 | 590264 00001 | 590264 00001
590265 | HYDRAULIC BALANCING | HYDRAULIC BALANCING | PICC 20 40-390 KPA 12100 L/H | TH | HYDRAULIC BALANCING BIG | 516.03 | 0.592 | 1 | 1 | 1 | 0 | 590265 00001 | 590265 00001
590266 | HYDRAULIC BALANCING | HYDRAULIC BALANCING | PICC 20 40-390 KPA 12900 L/H | TH | HYDRAULIC BALANCING BIG | 516.03 | 0.592 | 1 | 1 | 1 | 0 | 590266 00001 | 590266 00001
590267 | HYDRAULIC BALANCING | HYDRAULIC BALANCING | PICC 20 40-390 KPA 13600 L/H | TH | HYDRAULIC BALANCING BIG | 516.03 | 0.592 | 1 | 1 | 1 | 0 | 590267 00001 | 590267 00001
590268 | HYDRAULIC BALANCING | HYDRAULIC BALANCING | PICC 20 40-390 KPA 14400 L/H | TH | HYDRAULIC BALANCING BIG | 516.03 | 0.592 | 1 | 1 | 1 | 0 | 590268 00001 | 590268 00001
590269 | HYDRAULIC BALANCING | HYDRAULIC BALANCING | PICC 20 40-390 KPA 15100 L/H | TH | HYDRAULIC BALANCING BIG | 516.03 | 0.592 | 1 | 1 | 1 | 0 | 590269 00001 | 590269 00001
590270 | HYDRAULIC BALANCING | HYDRAULIC BALANCING | PICC 20 40-390 KPA 15900 L/H | TH | HYDRAULIC BALANCING BIG | 516.03 | 0.592 | 1 | 1 | 1 | 0 | 590270 00001 | 590270 00001
590271 | HYDRAULIC BALANCING | HYDRAULIC BALANCING | PICC 20 40-390 KPA 16700 L/H | TH | HYDRAULIC BALANCING BIG | 516.03 | 0.592 | 1 | 1 | 1 | 0 | 590271 00001 | 590271 00001
590272 | HYDRAULIC BALANCING | HYDRAULIC BALANCING | PICC 20 40-390 KPA 17400 L/H | TH | HYDRAULIC BALANCING BIG | 516.03 | 0.592 | 1 | 1 | 1 | 0 | 590272 00001 | 590272 00001
590273 | HYDRAULIC BALANCING | HYDRAULIC BALANCING | PICC 20 40-390 KPA 18200 L/H | TH | HYDRAULIC BALANCING BIG | 516.03 | 0.592 | 1 | 1 | 1 | 0 | 590273 00001 | 590273 00001
590274 | HYDRAULIC BALANCING | HYDRAULIC BALANCING | PICC 20 40-390 KPA 18900 L/H | TH | HYDRAULIC BALANCING BIG | 516.03 | 0.592 | 1 | 1 | 1 | 0 | 590274 00001 | 590274 00001
590275 | HYDRAULIC BALANCING | HYDRAULIC BALANCING | PICC 20 40-390 KPA 19700 L/H | TH | HYDRAULIC BALANCING BIG | 516.03 | 0.592 | 1 | 1 | 1 | 0 | 590275 00001 | 590275 00001
590276 | HYDRAULIC BALANCING | HYDRAULIC BALANCING | PICC 20 40-390 KPA 20400 L/H | TH | HYDRAULIC BALANCING BIG | 516.03 | 0.592 | 1 | 1 | 1 | 0 | 590276 00001 | 590276 00001
590277 | HYDRAULIC BALANCING | HYDRAULIC BALANCING | PICC 20 40-390 KPA 21200 L/H | TH | HYDRAULIC BALANCING BIG | 516.03 | 0.592 | 1 | 1 | 1 | 0 | 590277 00001 | 590277 00001
590278 | HYDRAULIC BALANCING | HYDRAULIC BALANCING | PICC 20 40-390 KPA 22000 L/H | TH | HYDRAULIC BALANCING BIG | 516.03 | 0.592 | 1 | 1 | 1 | 0 | 590278 00001 | 590278 00001
590279 | HYDRAULIC BALANCING | HYDRAULIC BALANCING | PICC 20 40-390 KPA 22700 L/H | TH | HYDRAULIC BALANCING BIG | 516.03 | 0.592 | 1 | 1 | 1 | 0 | 590279 00001 | 590279 00001
590280 | HYDRAULIC BALANCING | HYDRAULIC BALANCING | PICC 20 90-880 KPA 7950 L/H | TH | HYDRAULIC BALANCING BIG | 516.03 | 0.592 | 1 | 1 | 1 | 0 | 590280 00001 | 590280 00001
590281 | HYDRAULIC BALANCING | HYDRAULIC BALANCING | PICC 20 90-880 KPA 9080 L/H | TH | HYDRAULIC BALANCING BIG | 516.03 | 0 | 1 | 1 | 1 | 0 | 590281 00001 | 590281 00001
590282 | HYDRAULIC BALANCING | HYDRAULIC BALANCING | PICC 20 90-880 KPA 10200 L/H | TH | HYDRAULIC BALANCING BIG | 516.03 | 0 | 1 | 1 | 1 | 0 | 590282 00001 | 590282 00001
590283 | HYDRAULIC BALANCING | HYDRAULIC BALANCING | PICC 20 90-880 KPA 11400 L/H | TH | HYDRAULIC BALANCING BIG | 516.03 | 0 | 1 | 1 | 1 | 0 | 590283 00001 | 590283 00001
590284 | HYDRAULIC BALANCING | HYDRAULIC BALANCING | PICC 20 90-880 KPA 12500 L/H | TH | HYDRAULIC BALANCING BIG | 516.03 | 0 | 1 | 1 | 1 | 0 | 590284 00001 | 590284 00001
590285 | HYDRAULIC BALANCING | HYDRAULIC BALANCING | PICC 20 90-880 KPA 13600 L/H | TH | HYDRAULIC BALANCING BIG | 516.03 | 0 | 1 | 1 | 1 | 0 | 590285 00001 | 590285 00001
590286 | HYDRAULIC BALANCING | HYDRAULIC BALANCING | PICC 20 90-880 KPA 14800 L/H | TH | HYDRAULIC BALANCING BIG | 516.03 | 0 | 1 | 1 | 1 | 0 | 590286 00001 | 590286 00001
590287 | HYDRAULIC BALANCING | HYDRAULIC BALANCING | PICC 20 90-880 KPA 15900 L/H | TH | HYDRAULIC BALANCING BIG | 516.03 | 0 | 1 | 1 | 1 | 0 | 590287 00001 | 590287 00001
590288 | HYDRAULIC BALANCING | HYDRAULIC BALANCING | PICC 20 90-880 KPA 17000 L/H | TH | HYDRAULIC BALANCING BIG | 516.03 | 0 | 1 | 1 | 1 | 0 | 590288 00001 | 590288 00001
590289 | HYDRAULIC BALANCING | HYDRAULIC BALANCING | PICC 20 90-880 KPA 18200 L/H | TH | HYDRAULIC BALANCING BIG | 516.03 | 0 | 1 | 1 | 1 | 0 | 590289 00001 | 590289 00001
590290 | HYDRAULIC BALANCING | HYDRAULIC BALANCING | PICC 20 90-880 KPA 19300 L/H | TH | HYDRAULIC BALANCING BIG | 516.03 | 0 | 1 | 1 | 1 | 0 | 590290 00001 | 590290 00001
590291 | HYDRAULIC BALANCING | HYDRAULIC BALANCING | PICC 20 90-880 KPA 20400 L/H | TH | HYDRAULIC BALANCING BIG | 516.03 | 0 | 1 | 1 | 1 | 0 | 590291 00001 | 590291 00001
590292 | HYDRAULIC BALANCING | HYDRAULIC BALANCING | PICC 20 90-880 KPA 21600 L/H | TH | HYDRAULIC BALANCING BIG | 516.03 | 0 | 1 | 1 | 1 | 0 | 590292 00001 | 590292 00001
590293 | HYDRAULIC BALANCING | HYDRAULIC BALANCING | PICC 20 90-880 KPA 22700 L/H | TH | HYDRAULIC BALANCING BIG | 516.03 | 0 | 1 | 1 | 1 | 0 | 590293 00001 | 590293 00001
590294 | HYDRAULIC BALANCING | HYDRAULIC BALANCING | PICC 20 90-880 KPA 23800 L/H | TH | HYDRAULIC BALANCING BIG | 516.03 | 0 | 1 | 1 | 1 | 0 | 590294 00001 | 590294 00001
590295 | HYDRAULIC BALANCING | HYDRAULIC BALANCING | PICC 20 90-880 KPA 25000 L/H | TH | HYDRAULIC BALANCING BIG | 516.03 | 0 | 1 | 1 | 1 | 0 | 590295 00001 | 590295 00001
590296 | HYDRAULIC BALANCING | HYDRAULIC BALANCING | PICC 20 90-880 KPA 26100 L/H | TH | HYDRAULIC BALANCING BIG | 516.03 | 0 | 1 | 1 | 1 | 0 | 590296 00001 | 590296 00001
590297 | HYDRAULIC BALANCING | HYDRAULIC BALANCING | PICC 20 90-880 KPA 27300 L/H | TH | HYDRAULIC BALANCING BIG | 516.03 | 0 | 1 | 1 | 1 | 0 | 590297 00001 | 590297 00001
590298 | HYDRAULIC BALANCING | HYDRAULIC BALANCING | PICC 20 90-880 KPA 28400 L/H | TH | HYDRAULIC BALANCING BIG | 516.03 | 0 | 1 | 1 | 1 | 0 | 590298 00001 | 590298 00001
590299 | HYDRAULIC BALANCING | HYDRAULIC BALANCING | PICC 20 90-880 KPA 29500 L/H | TH | HYDRAULIC BALANCING BIG | 516.03 | 0 | 1 | 1 | 1 | 0 | 590299 00001 | 590299 00001
590300 | HYDRAULIC BALANCING | HYDRAULIC BALANCING | PICC 20 90-880 KPA 30711 L/H | TH | HYDRAULIC BALANCING BIG | 516.03 | 0 | 1 | 1 | 1 | 0 | 590300 00001 | 590300 00001
590301 | HYDRAULIC BALANCING | HYDRAULIC BALANCING | PICC 20 90-880 KPA 31800 L/H | TH | HYDRAULIC BALANCING BIG | 516.03 | 0 | 1 | 1 | 1 | 0 | 590301 00001 | 590301 00001
590302 | HYDRAULIC BALANCING | HYDRAULIC BALANCING | PICC 20 90-880 KPA 32900 L/H | TH | HYDRAULIC BALANCING BIG | 516.03 | 0 | 1 | 1 | 1 | 0 | 590302 00001 | 590302 00001
590303 | HYDRAULIC BALANCING | HYDRAULIC BALANCING | PICC 20 90-880 KPA 34100 L/H | TH | HYDRAULIC BALANCING BIG | 516.03 | 0 | 1 | 1 | 1 | 0 | 590303 00001 | 590303 00001
502510 | METERING SYSTEMS | METERING SYSTEMS | ISOLANTE X MC2 | UA | METERING SYSTEMS | 124.03 | 0.422 | 1 | 0 | 1 | 39269097 | 502510 00001 | 502510 00001
503500 | METERING SYSTEMS | METERING SYSTEMS | MC55 G1"1/2 | UA | METERING SYSTEMS | 2665.03 | 0 | 1 | 1 | 1 | 84811099 | 503500 00001 | 503500 00001
503501 | METERING SYSTEMS | METERING SYSTEMS | MC65 G 2" | UA | METERING SYSTEMS | 2670.53 | 21.4 | 1 | 0 | 1 | 84811099 | 503501 00001 | 503501 00001
506219 | METERING SYSTEMS | METERING SYSTEMS | ISOLANTE X MC1 | UA | METERING SYSTEMS | 96.81 | 0.355 | 2 | 1 | 2 | 39269097 | 506219 00002 | 506219 00002
506227 | METERING SYSTEMS | METERING SYSTEMS | AC 111 POZZ.PORT.SD + TAP. | UA | METERING SYSTEMS | 9.18 | 0.0785 | 25 | 4 | 100 | 74122000 | 506227 00025 | 506227 00100
506370 | METERING SYSTEMS | METERING SYSTEMS | EQM1 KV2.25 COLD+HOT | UA | METERING SYSTEMS | 591.66 | 6.2 | 1 | 0 | 1 | 84811099 | 506370 00001 | 506370 00001
506371 | METERING SYSTEMS | METERING SYSTEMS | EQM2 KV2.75 COLD+HOT | UA | METERING SYSTEMS | 626.98 | 6.2 | 1 | 0 | 1 | 84811099 | 506371 00001 | 506371 00001
506372 | METERING SYSTEMS | METERING SYSTEMS | EQM11 KV2.25 COLD+HOT+MIX | UA | METERING SYSTEMS | 685.41 | 7 | 1 | 0 | 1 | 84811099 | 506372 00001 | 506372 00001
506373 | METERING SYSTEMS | METERING SYSTEMS | EQM21 KV2.75 COLD+HOT+MIX | UA | METERING SYSTEMS | 698.63 | 6.2 | 1 | 0 | 1 | 84811099 | 506373 00001 | 506373 00001
506374 | METERING SYSTEMS | METERING SYSTEMS | EQM12 KV2.25 2 X COLD+HOT | UA | METERING SYSTEMS | 642.24 | 6.2 | 1 | 0 | 1 | 84811099 | 506374 00001 | 506374 00001
506375 | METERING SYSTEMS | METERING SYSTEMS | EQM22 KV2.75 2 X COLD+HOT | UA | METERING SYSTEMS | 663.56 | 7 | 1 | 0 | 1 | 84811099 | 506375 00001 | 506375 00001
506376 | METERING SYSTEMS | METERING SYSTEMS | EQM13 KV2.25 HOT | UA | METERING SYSTEMS | 531.72 | 7 | 1 | 0 | 1 | 84811099 | 506376 00001 | 506376 00001
506377 | METERING SYSTEMS | METERING SYSTEMS | EQM23 KV2.75 HOT | UA | METERING SYSTEMS | 553.06 | 7 | 1 | 0 | 1 | 84811099 | 506377 00001 | 506377 00001
506378 | METERING SYSTEMS | METERING SYSTEMS | EQM14 KV2.25 COLD | UA | METERING SYSTEMS | 529.61 | 7 | 1 | 0 | 1 | 84811099 | 506378 00001 | 506378 00001
506379 | METERING SYSTEMS | METERING SYSTEMS | EQM24 KV2.75 COLD | UA | METERING SYSTEMS | 550.91 | 7 | 1 | 0 | 1 | 84811099 | 506379 00001 | 506379 00001
506380 | METERING SYSTEMS | METERING SYSTEMS | EQM15 KV2.25 | UA | METERING SYSTEMS | 454.72 | 5.2 | 1 | 0 | 1 | 84811099 | 506380 00001 | 506380 00001
506381 | METERING SYSTEMS | METERING SYSTEMS | EQM25 KV2.75 | UA | METERING SYSTEMS | 495.65 | 5.2 | 1 | 0 | 1 | 84811099 | 506381 00001 | 506381 00001
506384 | METERING SYSTEMS | METERING SYSTEMS | ISOLANTE X MC4 | UA | METERING SYSTEMS | 98.28 | 0.174 | 1 | 0 | 1 | 39269097 | 506384 00001 | 506384 00001
506500 | METERING SYSTEMS | METERING SYSTEMS | MC1A KV3,5 COLD+HOT | UA | METERING SYSTEMS | 876.9 | 6.2 | 1 | 0 | 1 | 84811099 | 506500 00001 | 506500 00001
506501 | METERING SYSTEMS | METERING SYSTEMS | MC1B KV3,5 COLD+HOT | UA | METERING SYSTEMS | 972.77 | 6.2 | 1 | 1 | 1 | 84811099 | 506501 00001 | 506501 00001
506502 | METERING SYSTEMS | METERING SYSTEMS | MC11A KV3,5 COLD+HOT+MIX | UA | METERING SYSTEMS | 952.74 | 6.2 | 1 | 1 | 1 | 84811099 | 506502 00001 | 506502 00001
506503 | METERING SYSTEMS | METERING SYSTEMS | MC12A KV3,5 2 X COLD+HOT | UA | METERING SYSTEMS | 921.99 | 6.2 | 1 | 1 | 1 | 84811099 | 506503 00001 | 506503 00001
506504 | METERING SYSTEMS | METERING SYSTEMS | MC12B KV3,5 2 X COLD+HOT | UA | METERING SYSTEMS | 1077.43 | 6.2 | 1 | 1 | 1 | 84811099 | 506504 00001 | 506504 00001
506505 | METERING SYSTEMS | METERING SYSTEMS | MC13A KV3,5 HOT | UA | METERING SYSTEMS | 807.16 | 7 | 1 | 1 | 1 | 84811099 | 506505 00001 | 506505 00001
506506 | METERING SYSTEMS | METERING SYSTEMS | MC13B KV3,5 HOT | UA | METERING SYSTEMS | 859.46 | 7 | 1 | 1 | 1 | 84811099 | 506506 00001 | 506506 00001
506507 | METERING SYSTEMS | METERING SYSTEMS | MC14A KV3,5 COLD | UA | METERING SYSTEMS | 805.01 | 7 | 1 | 1 | 1 | 84811099 | 506507 00001 | 506507 00001
506508 | METERING SYSTEMS | METERING SYSTEMS | MC14B KV3,5 COLD | UA | METERING SYSTEMS | 859.46 | 7 | 1 | 1 | 1 | 84811099 | 506508 00001 | 506508 00001
506509 | METERING SYSTEMS | METERING SYSTEMS | MC15 KV3,5 | UA | METERING SYSTEMS | 723.12 | 7.4 | 1 | 0 | 1 | 84811099 | 506509 00001 | 506509 00001
506510 | METERING SYSTEMS | METERING SYSTEMS | MC2A KV7 COLD+HOT | UA | METERING SYSTEMS | 918.14 | 11.4 | 1 | 0 | 1 | 84811099 | 506510 00001 | 506510 00001
506511 | METERING SYSTEMS | METERING SYSTEMS | MC2B KV7 COLD+HOT | UA | METERING SYSTEMS | 1013.97 | 13.8 | 1 | 0 | 1 | 84811099 | 506511 00001 | 506511 00001
506512 | METERING SYSTEMS | METERING SYSTEMS | MC21A KV7 COLD+HOT+MIX | UA | METERING SYSTEMS | 993.97 | 6.2 | 1 | 1 | 1 | 84811099 | 506512 00001 | 506512 00001
506513 | METERING SYSTEMS | METERING SYSTEMS | MC22A KV7 2 X COLD+HOT | UA | METERING SYSTEMS | 963.21 | 6.2 | 1 | 1 | 1 | 84811099 | 506513 00001 | 506513 00001
506514 | METERING SYSTEMS | METERING SYSTEMS | MC22B KV7 2 X COLD+HOT | UA | METERING SYSTEMS | 1118.65 | 6.2 | 1 | 1 | 1 | 84811099 | 506514 00001 | 506514 00001
506515 | METERING SYSTEMS | METERING SYSTEMS | MC23A KV7 HOT | UA | METERING SYSTEMS | 848.37 | 6.2 | 1 | 1 | 1 | 84811099 | 506515 00001 | 506515 00001
506516 | METERING SYSTEMS | METERING SYSTEMS | MC23B KV7 HOT | UA | METERING SYSTEMS | 900.68 | 6.2 | 1 | 1 | 1 | 84811099 | 506516 00001 | 506516 00001
506517 | METERING SYSTEMS | METERING SYSTEMS | MC24A KV7 COLD | UA | METERING SYSTEMS | 846.23 | 7 | 1 | 1 | 1 | 84811099 | 506517 00001 | 506517 00001
506518 | METERING SYSTEMS | METERING SYSTEMS | MC24B KV7 COLD | UA | METERING SYSTEMS | 900.68 | 7 | 1 | 1 | 1 | 84811099 | 506518 00001 | 506518 00001
506519 | METERING SYSTEMS | METERING SYSTEMS | MC25 KV7 | UA | METERING SYSTEMS | 760.16 | 7 | 1 | 1 | 1 | 84811099 | 506519 00001 | 506519 00001
506520 | METERING SYSTEMS | METERING SYSTEMS | MC3A COLD+HOT 1,5M³/H | UA | METERING SYSTEMS | 155.95 | 1.774 | 1 | 0 | 1 | 84811099 | 506520 00001 | 506520 00001
506521 | METERING SYSTEMS | METERING SYSTEMS | MC3B COLD+HOT 2,5M³/H | UA | METERING SYSTEMS | 261.92 | 7 | 1 | 1 | 1 | 84811099 | 506521 00001 | 506521 00001
506522 | METERING SYSTEMS | METERING SYSTEMS | MC31A COLD+HOT+MIX 1,5M³/H | UA | METERING SYSTEMS | 241.88 | 7 | 1 | 0 | 1 | 84811099 | 506522 00001 | 506522 00001
506523 | METERING SYSTEMS | METERING SYSTEMS | MC32A 2 X COLD+HOT 1,5M³/H | UA | METERING SYSTEMS | 211.14 | 7 | 1 | 1 | 1 | 84811099 | 506523 00001 | 506523 00001
506524 | METERING SYSTEMS | METERING SYSTEMS | MC32B 2 X COLD+HOT 2,5M³/H | UA | METERING SYSTEMS | 366.59 | 7 | 1 | 1 | 1 | 84811099 | 506524 00001 | 506524 00001
506525 | METERING SYSTEMS | METERING SYSTEMS | MC33A HOT 1,5M³/H | UA | METERING SYSTEMS | 96.31 | 7 | 1 | 1 | 1 | 84811099 | 506525 00001 | 506525 00001
506526 | METERING SYSTEMS | METERING SYSTEMS | MC33B HOT 2,5M³/H | UA | METERING SYSTEMS | 151.4 | 2.321 | 1 | 0 | 1 | 84811099 | 506526 00001 | 506526 00001
506527 | METERING SYSTEMS | METERING SYSTEMS | MC34A COLD 1,5M³/H | UA | METERING SYSTEMS | 94.16 | 1.222 | 1 | 1 | 1 | 84811099 | 506527 00001 | 506527 00001
506528 | METERING SYSTEMS | METERING SYSTEMS | MC34B COLD 2,5M³/H | UA | METERING SYSTEMS | 152.87 | 7 | 1 | 0 | 1 | 84811099 | 506528 00001 | 506528 00001
506539 | METERING SYSTEMS | METERING SYSTEMS | EQCP1 QN2,5M3/H COLD+HOT | UA | METERING SYSTEMS | 473.33 | 3.39 | 1 | 0 | 1 | 84818019 | 506539 00001 | 506539 00001
506540 | METERING SYSTEMS | METERING SYSTEMS | EQCP13 QN 2,5M3/H HOT | UA | METERING SYSTEMS | 416.38 | 0 | 1 | 1 | 1 | 84818019 | 506540 00001 | 506540 00001
506541 | METERING SYSTEMS | METERING SYSTEMS | EQCP14 QN 2,5M3/H COLD | UA | METERING SYSTEMS | 416.38 | 0 | 1 | 1 | 1 | 84818019 | 506541 00001 | 506541 00001
506553 | METERING SYSTEMS | METERING SYSTEMS | RICAMBIO VALV.1"S/FILTRO FORO | UA | METERING SYSTEMS | 34.68 | 0 | 20 | 4 | 80 | 84811099 | 506553 00020 | 506553 00080
506575 | METERING SYSTEMS | METERING SYSTEMS | EQCP15 QN 1,5M³/H | UA | METERING SYSTEMS | 215.95 | 1.411 | 1 | 0 | 1 | 84818019 | 506575 00001 | 506575 00001
506587 | METERING SYSTEMS | METERING SYSTEMS | EQCP1 QN1,5M3/H COLD+HOT | UA | METERING SYSTEMS | 447.03 | 3.128 | 1 | 0 | 1 | 84818019 | 506587 00001 | 506587 00001
506596 | METERING SYSTEMS | METERING SYSTEMS | CORPO EQCP MONTATO E PROVATO | UA | METERING SYSTEMS | 109.62 | 0.48 | 1 | 24 | 24 | 84818019 | 506596 00001 | 506596 00024
506627 | METERING SYSTEMS | METERING SYSTEMS | MC3A COLD+HOT 1,5M³/H | UA | METERING SYSTEMS | 100.76 | 0.965 | 1 | 0 | 1 | 84811099 | 506627 00001 | 506627 00001
506628 | METERING SYSTEMS | METERING SYSTEMS | MC33A HOT 1,5M³/H | UA | METERING SYSTEMS | 59.19 | 0.48 | 12 | 0 | 12 | 84811099 | 506628 00012 | 506628 00012
506629 | METERING SYSTEMS | METERING SYSTEMS | MC34A COLD 1,5M³/H | UA | METERING SYSTEMS | 57 | 0.482 | 12 | 0 | 12 | 84811099 | 506629 00012 | 506629 00012
506638 | METERING SYSTEMS | METERING SYSTEMS | EQCP13 QN 1,5M3/H HOT | UA | METERING SYSTEMS | 390.09 | 2.48 | 1 | 0 | 1 | 84818019 | 506638 00001 | 506638 00001
506639 | METERING SYSTEMS | METERING SYSTEMS | DIME MC4 3/4 | UA | METERING SYSTEMS | 255.22 | 0 | 1 | 0 | 1 | 84811099 | 506639 00001 | 506639 00001
506640 | METERING SYSTEMS | METERING SYSTEMS | MC4A BIL. DIN. COLD+HOT | UA | METERING SYSTEMS | 629.07 | 8.4 | 1 | 1 | 1 | 84811099 | 506640 00001 | 506640 00001
506641 | METERING SYSTEMS | METERING SYSTEMS | MC4B BIL. DIN. COLD+HOT | UA | METERING SYSTEMS | 737.79 | 0 | 1 | 1 | 1 | 84811099 | 506641 00001 | 506641 00001
506642 | METERING SYSTEMS | METERING SYSTEMS | MC41A BIL. DIN. COLD+HOT+MIX | UA | METERING SYSTEMS | 717.79 | 0 | 1 | 1 | 1 | 84811099 | 506642 00001 | 506642 00001
506643 | METERING SYSTEMS | METERING SYSTEMS | MC42A BIL. DIN. 2 X COLD+HOT | UA | METERING SYSTEMS | 687.02 | 0 | 1 | 1 | 1 | 84811099 | 506643 00001 | 506643 00001
506644 | METERING SYSTEMS | METERING SYSTEMS | MC42B BIL.DIN.2 X COLD+HOT | UA | METERING SYSTEMS | 842.47 | 0 | 1 | 1 | 1 | 84811099 | 506644 00001 | 506644 00001
506645 | METERING SYSTEMS | METERING SYSTEMS | MC43A BIL. DIN. HOT | UA | METERING SYSTEMS | 572.19 | 0 | 1 | 1 | 1 | 84811099 | 506645 00001 | 506645 00001
506646 | METERING SYSTEMS | METERING SYSTEMS | MC43B BIL. DIN. HOT | UA | METERING SYSTEMS | 624.49 | 0 | 1 | 1 | 1 | 84811099 | 506646 00001 | 506646 00001
506647 | METERING SYSTEMS | METERING SYSTEMS | MC44A BIL. DIN. COLD | UA | METERING SYSTEMS | 570.05 | 0 | 1 | 1 | 1 | 84811099 | 506647 00001 | 506647 00001
506648 | METERING SYSTEMS | METERING SYSTEMS | MC44B BIL. DIN. COLD | UA | METERING SYSTEMS | 624.49 | 0 | 1 | 1 | 1 | 84811099 | 506648 00001 | 506648 00001
506649 | METERING SYSTEMS | METERING SYSTEMS | MC45 BIL. DIN. | UA | METERING SYSTEMS | 483.98 | 6.2 | 1 | 0 | 1 | 84811099 | 506649 00001 | 506649 00001
506663 | METERING SYSTEMS | METERING SYSTEMS | EQCP14 QN 1,5M3/H COLD | UA | METERING SYSTEMS | 390.09 | 2.483 | 1 | 0 | 1 | 84818019 | 506663 00001 | 506663 00001
506666 | METERING SYSTEMS | METERING SYSTEMS | COP.EQCP | UA | METERING SYSTEMS | 35.65 | 0.138 | 5 | 0 | 5 | 0 | 506666 00005 | 506666 00005
506669 | METERING SYSTEMS | METERING SYSTEMS | EQDYN1 QN1,5M3/H COLD+HOT | UA | METERING SYSTEMS | 407.9 | 3.4 | 1 | 0 | 1 | 0 | 506669 00001 | 506669 00001
506670 | METERING SYSTEMS | METERING SYSTEMS | EQDYN13 QN 1,5M3/H HOT | UA | METERING SYSTEMS | 350.94 | 0 | 1 | 1 | 1 | 0 | 506670 00001 | 506670 00001
506671 | METERING SYSTEMS | METERING SYSTEMS | EQDYN14 QN 1,5M3/H COLD | UA | METERING SYSTEMS | 350.94 | 2.8 | 1 | 0 | 1 | 0 | 506671 00001 | 506671 00001
506704 | METERING SYSTEMS | METERING SYSTEMS | AC 653 ISOLANTE X EQUIMETER | UA | METERING SYSTEMS | 54.18 | 0.131 | 2 | 0 | 2 | 39269097 | 506704 00002 | 506704 00002
506706 | METERING SYSTEMS | METERING SYSTEMS | MC4A 3/4 BIL. DIN. COLD+HOT | UA | METERING SYSTEMS | 465.11 | 5.402 | 1 | 0 | 1 | 84811099 | 506706 00001 | 506706 00001
506707 | METERING SYSTEMS | METERING SYSTEMS | MC4B 3/4 BIL. DIN. COLD+HOT | UA | METERING SYSTEMS | 573.83 | 0 | 1 | 0 | 1 | 84811099 | 506707 00001 | 506707 00001
506708 | METERING SYSTEMS | METERING SYSTEMS | MC41A 3/4 BIL. DIN. C+H+MIX | UA | METERING SYSTEMS | 553.81 | 0 | 1 | 0 | 1 | 84811099 | 506708 00001 | 506708 00001
506709 | METERING SYSTEMS | METERING SYSTEMS | MC42A 3/4 BIL. DIN. 2 X C+H | UA | METERING SYSTEMS | 523.05 | 0 | 1 | 0 | 1 | 84811099 | 506709 00001 | 506709 00001
506710 | METERING SYSTEMS | METERING SYSTEMS | MC42B 3/4 BIL.DIN.2 X COLD+HOT | UA | METERING SYSTEMS | 678.51 | 0 | 1 | 0 | 1 | 84811099 | 506710 00001 | 506710 00001
506711 | METERING SYSTEMS | METERING SYSTEMS | MC43A 3/4 BIL. DIN. HOT | UA | METERING SYSTEMS | 408.22 | 0 | 1 | 0 | 1 | 84811099 | 506711 00001 | 506711 00001
506712 | METERING SYSTEMS | METERING SYSTEMS | MC43B 3/4 BIL. DIN. HOT | UA | METERING SYSTEMS | 460.53 | 0 | 1 | 0 | 1 | 84811099 | 506712 00001 | 506712 00001
506713 | METERING SYSTEMS | METERING SYSTEMS | MC44A 3/4 BIL. DIN. COLD | UA | METERING SYSTEMS | 406.09 | 0 | 1 | 0 | 1 | 84811099 | 506713 00001 | 506713 00001
506714 | METERING SYSTEMS | METERING SYSTEMS | MC44B 3/4 BIL. DIN. COLD | UA | METERING SYSTEMS | 460.53 | 0 | 1 | 0 | 1 | 84811099 | 506714 00001 | 506714 00001
506715 | METERING SYSTEMS | METERING SYSTEMS | MC45 3/4 BIL. DIN. | UA | METERING SYSTEMS | 320.02 | 0 | 1 | 0 | 1 | 84811099 | 506715 00001 | 506715 00001
506859 | METERING SYSTEMS | METERING SYSTEMS | EQDYN1 QN2,5M3/H COLD+HOT | UA | METERING SYSTEMS | 434.2 | 3.6 | 1 | 0 | 1 | 0 | 506859 00001 | 506859 00001
506860 | METERING SYSTEMS | METERING SYSTEMS | EQDYN13 QN 2,5M3/H HOT | UA | METERING SYSTEMS | 377.24 | 0 | 1 | 1 | 1 | 0 | 506860 00001 | 506860 00001
506861 | METERING SYSTEMS | METERING SYSTEMS | EQDYN14 QN 2,5M3/H COLD | UA | METERING SYSTEMS | 377.24 | 0 | 1 | 1 | 1 | 0 | 506861 00001 | 506861 00001
509131 | METERING SYSTEMS | METERING SYSTEMS | AC 110 KIT SDOPPIATURA EQM | UA | METERING SYSTEMS | 143.24 | 1.588 | 1 | 0 | 1 | 84811099 | 509131 00001 | 509131 00001
509148 | METERING SYSTEMS | METERING SYSTEMS | KIT2 SDOPPIATURA EQM | UA | METERING SYSTEMS | 180 | 1.74 | 1 | 0 | 1 | 84811099 | 509148 00001 | 509148 00001
509161 | METERING SYSTEMS | METERING SYSTEMS | DIME EQM1/2 COLD+HOT | UA | METERING SYSTEMS | 326.5 | 4 | 1 | 0 | 1 | 84811099 | 509161 00001 | 509161 00001
509162 | METERING SYSTEMS | METERING SYSTEMS | DIME EQM11/21 COLD+HOT+MIX | UA | METERING SYSTEMS | 411.26 | 0 | 1 | 0 | 1 | 84811099 | 509162 00001 | 509162 00001
509163 | METERING SYSTEMS | METERING SYSTEMS | DIME EQM12/22 2 X COLD+HOT | UA | METERING SYSTEMS | 376.01 | 0 | 1 | 0 | 1 | 84811099 | 509163 00001 | 509163 00001
509164 | METERING SYSTEMS | METERING SYSTEMS | DIME EQM13/23 HOT | UA | METERING SYSTEMS | 271.03 | 7 | 1 | 0 | 1 | 84811099 | 509164 00001 | 509164 00001
509165 | METERING SYSTEMS | METERING SYSTEMS | DIME EQM14/24 COLD | UA | METERING SYSTEMS | 268.89 | 0 | 1 | 0 | 1 | 84811099 | 509165 00001 | 509165 00001
509166 | METERING SYSTEMS | METERING SYSTEMS | DIME EQM15/25 | UA | METERING SYSTEMS | 213.65 | 2.8 | 1 | 0 | 1 | 84811099 | 509166 00001 | 509166 00001
509167 | METERING SYSTEMS | METERING SYSTEMS | DIME MC1 KV3.5 | UA | METERING SYSTEMS | 287.38 | 0 | 1 | 0 | 1 | 84811099 | 509167 00001 | 509167 00001
509168 | METERING SYSTEMS | METERING SYSTEMS | DIME MC2 KV7 | UA | METERING SYSTEMS | 322.89 | 0 | 1 | 0 | 1 | 84811099 | 509168 00001 | 509168 00001
509169 | METERING SYSTEMS | METERING SYSTEMS | DIME MC4 X AUTOFLOW | UA | METERING SYSTEMS | 313.15 | 4.4 | 1 | 0 | 1 | 84811099 | 509169 00001 | 509169 00001
550036 | METERING SYSTEMS | METERING SYSTEMS | VIT.EQM | UA | METERING SYSTEMS | 33.47 | 0.1377 | 1 | 0 | 1 | 84811099 | 550036 00001 | 550036 00001
0063.01 | METERING SYSTEMS | METERING SYSTEMS | TAPPO SIC.V.SF.EQM | UA | METERING SYSTEMS | 2.433 | 0.012 | 1 | 0 | 1 | 0 | 0063.01 00001 | 0063.01 00001
506557B | METERING SYSTEMS | METERING SYSTEMS | RICAMBIO VALV.DIR.3/4MX3/4F B | UA | METERING SYSTEMS | 24.88 | 0.228 | 10 | 4 | 40 | 84811099 | 506557B 00010 | 506557B 00040
506557R | METERING SYSTEMS | METERING SYSTEMS | RICAMBIO VALV.DIR.3/4MX3/4F R | UA | METERING SYSTEMS | 24.88 | 0.228 | 10 | 4 | 40 | 84811099 | 506557R 00010 | 506557R 00040
506575S | METERING SYSTEMS | METERING SYSTEMS | EQCP15 QN 1,5M³/H+STF | UA | METERING SYSTEMS | 245.9 | 1.734 | 1 | 0 | 1 | 84818019 | 506575S 00001 | 506575S 00001
506575SI | METERING SYSTEMS | METERING SYSTEMS | EQCP15 QN 1,5M³/H+STF+ISO | UA | METERING SYSTEMS | 281.54 | 1.87 | 1 | 0 | 1 | 84818019 | 506575SI 00001 | 506575SI 00001
506576S | METERING SYSTEMS | METERING SYSTEMS | EQCP25 QN 2,5M³/H+STF | UA | METERING SYSTEMS | 272.19 | 5.2 | 1 | 0 | 1 | 84818019 | 506576S 00001 | 506576S 00001
506576SI | METERING SYSTEMS | METERING SYSTEMS | EQCP25 QN 2,5M³/H+STF+ISO | UA | METERING SYSTEMS | 307.85 | 2.142 | 1 | 0 | 1 | 84818019 | 506576SI 00001 | 506576SI 00001
506587CIB | METERING SYSTEMS | METERING SYSTEMS | EQCP1CBI QN 1,5M³/H C+H+C.B.I | UA | METERING SYSTEMS | 622.88 | 5.2 | 1 | 0 | 1 | 84818019 | 506587CIB 00001 | 506587CIB 00001
506627S | METERING SYSTEMS | METERING SYSTEMS | MC3A COLD+HOT 1,5M³/H + STF | UA | METERING SYSTEMS | 130.44 | 1.266 | 1 | 0 | 1 | 84811099 | 506627S 00001 | 506627S 00001
506628S | METERING SYSTEMS | METERING SYSTEMS | MC33A HOT 1,5M³/H + STF | UA | METERING SYSTEMS | 74.03 | 0.639 | 2 | 0 | 2 | 84811099 | 506628S 00002 | 506628S 00002
506629S | METERING SYSTEMS | METERING SYSTEMS | MC34A COLD 1,5M³/H + STF | UA | METERING SYSTEMS | 71.83 | 0.635 | 2 | 0 | 2 | 84811099 | 506629S 00002 | 506629S 00002
506632S | METERING SYSTEMS | METERING SYSTEMS | EQDYN15 QN 1,5M³/H+STF | UA | METERING SYSTEMS | 206.76 | 1.949 | 1 | 0 | 1 | 84811099 | 506632S 00001 | 506632S 00001
506632SI | METERING SYSTEMS | METERING SYSTEMS | EQDYN15 QN 1,5M³/H+STF+ISO | UA | METERING SYSTEMS | 242.42 | 2.114 | 1 | 0 | 1 | 84811099 | 506632SI 00001 | 506632SI 00001
506633S | METERING SYSTEMS | METERING SYSTEMS | EQDYN25 QN 2,5M³/H+STF | UA | METERING SYSTEMS | 232.98 | 0 | 1 | 0 | 1 | 84811099 | 506633S 00001 | 506633S 00001
506633SI | METERING SYSTEMS | METERING SYSTEMS | EQDYN25 QN 2,5M³/H+STF+ISO | UA | METERING SYSTEMS | 268.62 | 2.373 | 1 | 0 | 1 | 84811099 | 506633SI 00001 | 506633SI 00001
506638CIB | METERING SYSTEMS | METERING SYSTEMS | EQCP13CBI QN 1,5M³/H HOT+C.B.I | UA | METERING SYSTEMS | 580.89 | 0 | 1 | 0 | 1 | 84818019 | 506638CIB 00001 | 506638CIB 00001
506663CIB | METERING SYSTEMS | METERING SYSTEMS | EQCP14CBI QN 1,5M³/ COLD+C.B.I | UA | METERING SYSTEMS | 580.89 | 5.4 | 1 | 0 | 1 | 84818019 | 506663CIB 00001 | 506663CIB 00001
506665B | METERING SYSTEMS | METERING SYSTEMS | CAS.ISO.BASE | UA | METERING SYSTEMS | 268.8 | 5.2 | 1 | 0 | 1 | 0 | 506665B 00001 | 506665B 00001
KSB0028 | METERING SYSTEMS | METERING SYSTEMS | CONT.NE BASE EQM1 X DIME | UA | METERING SYSTEMS | 318.83 | 2.7 | 1 | 0 | 1 | 84818019 | KSB0028 00001 | KSB0028 00001
KSB0030 | METERING SYSTEMS | METERING SYSTEMS | CONT.NE BASE MC1 X DIME | UA | METERING SYSTEMS | 470.5 | 0 | 1 | 1 | 1 | 0 | KSB0030 00001 | KSB0030 00001
KSB0032 | METERING SYSTEMS | METERING SYSTEMS | CONT.NE BASE MC2 X DIME | UA | METERING SYSTEMS | 585.5 | 0 | 1 | 0 | 1 | 0 | KSB0032 00001 | KSB0032 00001
KSB0033 | METERING SYSTEMS | METERING SYSTEMS | CONT.NE BASE EQM2 X DIME | UA | METERING SYSTEMS | 322.08 | 5.4 | 1 | 0 | 1 | 84818019 | KSB0033 00001 | KSB0033 00001
KSB0038 | METERING SYSTEMS | METERING SYSTEMS | CONT.NE BASE MC4 DIME BIL.D.CO | UA | METERING SYSTEMS | 214.45 | 3.6 | 1 | 1 | 1 | 0 | KSB0038 00001 | KSB0038 00001
KSB0038MR | METERING SYSTEMS | METERING SYSTEMS | CONT.NE BASE MC4 DIME | UA | METERING SYSTEMS | 287.53 | 3.068 | 1 | 0 | 1 | 0 | KSB0038MR 00001 | KSB0038MR 00001
KSB0043 | METERING SYSTEMS | METERING SYSTEMS | CONT.NE BASE MC4 3/4 H DIME | UA | METERING SYSTEMS | 219.46 | 1.691 | 1 | 0 | 1 | 0 | KSB0043 00001 | KSB0043 00001
KSB0137W3 | METERING SYSTEMS | METERING SYSTEMS | PLRMT EQCP 3W KV 2.25 | UA | METERING SYSTEMS | 3350 | 49 | 1 | 0 | 1 | 84818019 | KSB0137W3 00001 | KSB0137W3 00001
KSB0137W4 | METERING SYSTEMS | METERING SYSTEMS | PLRMT EQCP 4W KV 2.25 | UA | METERING SYSTEMS | 4050 | 58 | 1 | 0 | 1 | 84818019 | KSB0137W4 00001 | KSB0137W4 00001
KSB0146 | METERING SYSTEMS | METERING SYSTEMS | MMX-C 3H PMP EL I+CONT. | UA | METERING SYSTEMS | 2725.21 | 16 | 1 | 0 | 1 | 84811099 | KSB0146 00001 | KSB0146 00001
KSB0149R07 | METERING SYSTEMS | METERING SYSTEMS | COLLMETER EQM1 R07+ACC | UA | METERING SYSTEMS | 1833.22 | 0 | 1 | 1 | 1 | 84818019 | KSB0149R07 00001 | KSB0149R07 00001
KSB0155 | METERING SYSTEMS | METERING SYSTEMS | SEPEQCP 15 | UA | METERING SYSTEMS | 1406 | 7.6 | 1 | 0 | 1 | 84818019 | KSB0155 00001 | KSB0155 00001
KSB0163 | METERING SYSTEMS | METERING SYSTEMS | MODULO RIC.SANITARIO | UA | METERING SYSTEMS | 121.26 | 0.98 | 1 | 0 | 1 | 0 | KSB0163 00001 | KSB0163 00001
KSB0171 | METERING SYSTEMS | METERING SYSTEMS | AVAR 06 KIT CONTABILIZ.VARIMIX | UA | METERING SYSTEMS | 237.3 | 1.646 | 4 | 0 | 4 | 84818051 | KSB0171 00004 | KSB0171 00004
551000 | METERING SYSTEMS | METERING SYSTEMS | RIPART. Q5 A 2 SENS. BASE | UC | INDIRECT METERING SYSTEMS | 57.69 | 0.054 | 1 | 1 | 1 | 90268020 | 551000 00001 | 551000 00001
551004 | METERING SYSTEMS | METERING SYSTEMS | RIPART. Q5.5 A 2 SENS. C-MODE | UC | INDIRECT METERING SYSTEMS | 160 | 0.06 | 1 | 0 | 1 | 90268020 | 551004 00001 | 551004 00001
551008 | METERING SYSTEMS | METERING SYSTEMS | KIT INST RAD. COL.PASSO >40 MM | UC | INDIRECT METERING SYSTEMS | 9.06 | 0.05 | 1 | 1 | 1 | 90269000 | 551008 00001 | 551008 00001
551009 | METERING SYSTEMS | METERING SYSTEMS | KIT INST RAD. COL.PASSO <40 MM | UC | INDIRECT METERING SYSTEMS | 37.71 | 0.081 | 1 | 1 | 1 | 90269000 | 551009 00001 | 551009 00001
551010 | METERING SYSTEMS | METERING SYSTEMS | KIT INST.RAD.GHISA P.20/40 MM | UC | INDIRECT METERING SYSTEMS | 21.88 | 0.188 | 1 | 1 | 1 | 90269000 | 551010 00001 | 551010 00001
551011 | METERING SYSTEMS | METERING SYSTEMS | KIT INST RAD. GHISA LISCIO | UC | INDIRECT METERING SYSTEMS | 14.9 | 0.038 | 1 | 1 | 1 | 90269000 | 551011 00001 | 551011 00001
551012 | METERING SYSTEMS | METERING SYSTEMS | KIT INST RAD. COL. GHISA KR | UC | INDIRECT METERING SYSTEMS | 11.2 | 0.036 | 1 | 1 | 1 | 90269000 | 551012 00001 | 551012 00001
551013 | METERING SYSTEMS | METERING SYSTEMS | KIT INST RAD. COL. SCAN.>40 MM | UC | INDIRECT METERING SYSTEMS | 30.26 | 0.081 | 1 | 1 | 1 | 90269000 | 551013 00001 | 551013 00001
551014 | METERING SYSTEMS | METERING SYSTEMS | KIT INST RAD. PIASTRA | UC | INDIRECT METERING SYSTEMS | 7.44 | 0.034 | 1 | 1 | 1 | 90269000 | 551014 00001 | 551014 00001
551015 | METERING SYSTEMS | METERING SYSTEMS | KIT INST RAD.PIASTRA VERTICALE | UC | INDIRECT METERING SYSTEMS | 7.44 | 0.035 | 1 | 1 | 1 | 90269000 | 551015 00001 | 551015 00001
551016 | METERING SYSTEMS | METERING SYSTEMS | KIT INST RAD PIASTRA LAM.CONV. | UC | INDIRECT METERING SYSTEMS | 60.27 | 0 | 1 | 1 | 1 | 90269000 | 551016 00001 | 551016 00001
551017 | METERING SYSTEMS | METERING SYSTEMS | KIT INST RAD. BAGNO | UC | INDIRECT METERING SYSTEMS | 8.84 | 0.053 | 1 | 1 | 1 | 90269000 | 551017 00001 | 551017 00001
551018 | METERING SYSTEMS | METERING SYSTEMS | KIT INST RAD. COL. ALLUM. | UC | INDIRECT METERING SYSTEMS | 7.21 | 0.035 | 1 | 1 | 1 | 90269000 | 551018 00001 | 551018 00001
551019 | METERING SYSTEMS | METERING SYSTEMS | KIT INST RAD. TUBOLARI | UC | INDIRECT METERING SYSTEMS | 37.01 | 0 | 1 | 1 | 1 | 90269000 | 551019 00001 | 551019 00001
551020 | METERING SYSTEMS | METERING SYSTEMS | KIT INST RAD. TUB. ORIZ. | UC | INDIRECT METERING SYSTEMS | 7.21 | 0 | 1 | 1 | 1 | 90269000 | 551020 00001 | 551020 00001
551021 | METERING SYSTEMS | METERING SYSTEMS | KIT INST RAD. LAMEL | UC | INDIRECT METERING SYSTEMS | 12.11 | 0.04 | 1 | 1 | 1 | 90269000 | 551021 00001 | 551021 00001
551022 | METERING SYSTEMS | METERING SYSTEMS | KIT INST RAD. TUBO PIATTO | UC | INDIRECT METERING SYSTEMS | 39.09 | 0 | 1 | 1 | 1 | 90269000 | 551022 00001 | 551022 00001
551023 | METERING SYSTEMS | METERING SYSTEMS | KIT INST RAD. SOTTO DAVANZ | UC | INDIRECT METERING SYSTEMS | 12.59 | 0.055 | 1 | 1 | 1 | 90269000 | 551023 00001 | 551023 00001
551024 | METERING SYSTEMS | METERING SYSTEMS | SUPPORTO PARETE P2 | UC | INDIRECT METERING SYSTEMS | 8.12 | 0.029 | 1 | 1 | 1 | 0 | 551024 00001 | 551024 00001
551025 | METERING SYSTEMS | METERING SYSTEMS | SONDA REM 1,5 M | UC | INDIRECT METERING SYSTEMS | 48.91 | 0.023 | 1 | 1 | 1 | 0 | 551025 00001 | 551025 00001
551026 | METERING SYSTEMS | METERING SYSTEMS | SONDA REM 2,5 M | UC | INDIRECT METERING SYSTEMS | 58.21 | 0.037 | 1 | 1 | 1 | 0 | 551026 00001 | 551026 00001
551027 | METERING SYSTEMS | METERING SYSTEMS | SONDA REM 5,0 M | UC | INDIRECT METERING SYSTEMS | 83.83 | 0 | 1 | 1 | 1 | 0 | 551027 00001 | 551027 00001
551028 | METERING SYSTEMS | METERING SYSTEMS | FIX SENS RAD COL PASSO>40 MM | UC | INDIRECT METERING SYSTEMS | 56.38 | 0.046 | 1 | 1 | 1 | 0 | 551028 00001 | 551028 00001
551029 | METERING SYSTEMS | METERING SYSTEMS | FIX SENS RAD COL PASSO<40 MM | UC | INDIRECT METERING SYSTEMS | 85.22 | 0 | 1 | 1 | 1 | 0 | 551029 00001 | 551029 00001
551030 | METERING SYSTEMS | METERING SYSTEMS | FIX SENS RAD GHISA SR | UC | INDIRECT METERING SYSTEMS | 56.38 | 0.048 | 1 | 1 | 1 | 0 | 551030 00001 | 551030 00001
551031 | METERING SYSTEMS | METERING SYSTEMS | FIX SENS RAD GHISA RR, KR | UC | INDIRECT METERING SYSTEMS | 62.42 | 0.04 | 1 | 1 | 1 | 0 | 551031 00001 | 551031 00001
551032 | METERING SYSTEMS | METERING SYSTEMS | FIX SENS RAD PIATTI | UC | INDIRECT METERING SYSTEMS | 4.45 | 0.03 | 1 | 1 | 1 | 0 | 551032 00001 | 551032 00001
551033 | METERING SYSTEMS | METERING SYSTEMS | FIX SENS RAD COL ALLUM | UC | INDIRECT METERING SYSTEMS | 4.213 | 0.003 | 1 | 1 | 1 | 0 | 551033 00001 | 551033 00001
551034 | METERING SYSTEMS | METERING SYSTEMS | FIX SENS CONV LAMELL | UC | INDIRECT METERING SYSTEMS | 19.8 | 0 | 1 | 1 | 1 | 0 | 551034 00001 | 551034 00001
551035 | METERING SYSTEMS | METERING SYSTEMS | FIX SENS RAD SOTTO DAVANZ | UC | INDIRECT METERING SYSTEMS | 59.82 | 0 | 1 | 1 | 1 | 0 | 551035 00001 | 551035 00001
551036 | METERING SYSTEMS | METERING SYSTEMS | FIX SENS RAD LAMEL | UC | INDIRECT METERING SYSTEMS | 59.35 | 0.188 | 1 | 1 | 1 | 0 | 551036 00001 | 551036 00001
551037 | METERING SYSTEMS | METERING SYSTEMS | MOD MONTAGGIO | UC | INDIRECT METERING SYSTEMS | 449.28 | 0 | 1 | 1 | 1 | 0 | 551037 00001 | 551037 00001
551038 | METERING SYSTEMS | METERING SYSTEMS | MOD MONTAGGIO CONV | UC | INDIRECT METERING SYSTEMS | 118.72 | 0 | 1 | 1 | 1 | 0 | 551038 00001 | 551038 00001
551041 | METERING SYSTEMS | METERING SYSTEMS | TIRANTI FILETT.(TUBO 18-30 MM) | UC | INDIRECT METERING SYSTEMS | 20.72 | 0 | 1 | 1 | 1 | 0 | 551041 00001 | 551041 00001
551042 | METERING SYSTEMS | METERING SYSTEMS | TIRANTI FILETT(TUBO FINO 17MM) | UC | INDIRECT METERING SYSTEMS | 9.76 | 0 | 1 | 1 | 1 | 0 | 551042 00001 | 551042 00001
551043 | METERING SYSTEMS | METERING SYSTEMS | DADO M3X3 | UC | INDIRECT METERING SYSTEMS | 1.163 | 0 | 1 | 1 | 1 | 0 | 551043 00001 | 551043 00001
551044 | METERING SYSTEMS | METERING SYSTEMS | DADO M3X6 | UC | INDIRECT METERING SYSTEMS | 1.163 | 0 | 1 | 1 | 1 | 0 | 551044 00001 | 551044 00001
551045 | METERING SYSTEMS | METERING SYSTEMS | DADO M3X9,5 | UC | INDIRECT METERING SYSTEMS | 1.376 | 0 | 1 | 1 | 1 | 0 | 551045 00001 | 551045 00001
551046 | METERING SYSTEMS | METERING SYSTEMS | BUSSOLA PER RADIATORE | UC | INDIRECT METERING SYSTEMS | 14.9 | 0 | 1 | 1 | 1 | 0 | 551046 00001 | 551046 00001
551047 | METERING SYSTEMS | METERING SYSTEMS | ANG SERRAGGIO (TUBI 36 MM) | UC | INDIRECT METERING SYSTEMS | 2.326 | 0 | 1 | 1 | 1 | 0 | 551047 00001 | 551047 00001
551048 | METERING SYSTEMS | METERING SYSTEMS | ANG SERRAGGIO (TUBI 46 MM) | UC | INDIRECT METERING SYSTEMS | 5.61 | 0.0168 | 1 | 1 | 1 | 0 | 551048 00001 | 551048 00001
551049 | METERING SYSTEMS | METERING SYSTEMS | ANG SERRAGGIO RIDOTTO | UC | INDIRECT METERING SYSTEMS | 9.51 | 0.00725 | 1 | 1 | 1 | 0 | 551049 00001 | 551049 00001
551050 | METERING SYSTEMS | METERING SYSTEMS | ANG SERRAGGIO TRAPZ 35 MM | UC | INDIRECT METERING SYSTEMS | 2.077 | 0.01285 | 1 | 0 | 1 | 0 | 551050 00001 | 551050 00001
551051 | METERING SYSTEMS | METERING SYSTEMS | ANG SERRAGGIO TRAPZ 50 MM | UC | INDIRECT METERING SYSTEMS | 3.002 | 0 | 1 | 1 | 1 | 0 | 551051 00001 | 551051 00001
551052 | METERING SYSTEMS | METERING SYSTEMS | ANG SERRAGGIO TRAPZ 65 MM | UC | INDIRECT METERING SYSTEMS | 3.987 | 0 | 1 | 1 | 1 | 0 | 551052 00001 | 551052 00001
551053 | METERING SYSTEMS | METERING SYSTEMS | ANG ESPANS RAD LAMEL | UC | INDIRECT METERING SYSTEMS | 1.163 | 0.00157 | 1 | 1 | 1 | 0 | 551053 00001 | 551053 00001
551054 | METERING SYSTEMS | METERING SYSTEMS | VITE QUADRA 4,5 MM | UC | INDIRECT METERING SYSTEMS | 3.749 | 0 | 1 | 1 | 1 | 0 | 551054 00001 | 551054 00001
551055 | METERING SYSTEMS | METERING SYSTEMS | VITE QUADRA 6 MM | UC | INDIRECT METERING SYSTEMS | 4.213 | 0 | 1 | 1 | 1 | 0 | 551055 00001 | 551055 00001
551056 | METERING SYSTEMS | METERING SYSTEMS | VITE QUADRA 12 MM | UC | INDIRECT METERING SYSTEMS | 6.31 | 0 | 1 | 1 | 1 | 0 | 551056 00001 | 551056 00001
551057 | METERING SYSTEMS | METERING SYSTEMS | MANICOTTO DIST | UC | INDIRECT METERING SYSTEMS | 2.326 | 0.00096 | 1 | 1 | 1 | 0 | 551057 00001 | 551057 00001
551058 | METERING SYSTEMS | METERING SYSTEMS | DISTANZIALE | UC | INDIRECT METERING SYSTEMS | 29.57 | 0 | 1 | 1 | 1 | 0 | 551058 00001 | 551058 00001
551059 | METERING SYSTEMS | METERING SYSTEMS | MANICOTTO FILETTATO | UC | INDIRECT METERING SYSTEMS | 2.539 | 0 | 1 | 1 | 1 | 0 | 551059 00001 | 551059 00001
551060 | METERING SYSTEMS | METERING SYSTEMS | TIRANTE FILETT 17 MM | UC | INDIRECT METERING SYSTEMS | 5.83 | 0 | 1 | 1 | 1 | 0 | 551060 00001 | 551060 00001
551061 | METERING SYSTEMS | METERING SYSTEMS | TIRANTE FILETT 18-30 MM | UC | INDIRECT METERING SYSTEMS | 7.68 | 0 | 1 | 1 | 1 | 0 | 551061 00001 | 551061 00001
551062 | METERING SYSTEMS | METERING SYSTEMS | VITE | UC | INDIRECT METERING SYSTEMS | 4.901 | 0 | 1 | 1 | 1 | 0 | 551062 00001 | 551062 00001
551063 | METERING SYSTEMS | METERING SYSTEMS | VITE LUNGA | UC | INDIRECT METERING SYSTEMS | 11.67 | 0 | 1 | 1 | 1 | 0 | 551063 00001 | 551063 00001
551064 | METERING SYSTEMS | METERING SYSTEMS | PIASTRA MONT SONDA REM. | UC | INDIRECT METERING SYSTEMS | 50.3 | 0 | 1 | 1 | 1 | 0 | 551064 00001 | 551064 00001
551065 | METERING SYSTEMS | METERING SYSTEMS | PIASTRA P2 RAD TUBO PIATTO | UC | INDIRECT METERING SYSTEMS | 15.13 | 0 | 1 | 1 | 1 | 0 | 551065 00001 | 551065 00001
551066 | METERING SYSTEMS | METERING SYSTEMS | PIASTRA P2 LAM CONVET | UC | INDIRECT METERING SYSTEMS | 17.89 | 0 | 1 | 1 | 1 | 0 | 551066 00001 | 551066 00001
551067 | METERING SYSTEMS | METERING SYSTEMS | PIASTRA P2 STANDARD | UC | INDIRECT METERING SYSTEMS | 3.002 | 0.031 | 1 | 1 | 1 | 0 | 551067 00001 | 551067 00001
551068 | METERING SYSTEMS | METERING SYSTEMS | PRISMA | UC | INDIRECT METERING SYSTEMS | 21.42 | 0.0214 | 1 | 1 | 1 | 0 | 551068 00001 | 551068 00001
551069 | METERING SYSTEMS | METERING SYSTEMS | VITE AUTOFIL 2,9X13 | UC | INDIRECT METERING SYSTEMS | 0.107 | 0 | 1 | 1 | 1 | 0 | 551069 00001 | 551069 00001
551070 | METERING SYSTEMS | METERING SYSTEMS | VITE AUTOFIL 3,9X45 | UC | INDIRECT METERING SYSTEMS | 0.107 | 0 | 1 | 1 | 1 | 0 | 551070 00001 | 551070 00001
551071 | METERING SYSTEMS | METERING SYSTEMS | VITE CIL M4X30 | UC | INDIRECT METERING SYSTEMS | 0.107 | 0.0031 | 1 | 1 | 1 | 0 | 551071 00001 | 551071 00001
551072 | METERING SYSTEMS | METERING SYSTEMS | VITE CIL M4X40 | UC | INDIRECT METERING SYSTEMS | 0.107 | 0.004 | 1 | 0 | 1 | 0 | 551072 00001 | 551072 00001
551073 | METERING SYSTEMS | METERING SYSTEMS | VITE CIL M4X50 | UC | INDIRECT METERING SYSTEMS | 0.107 | 0 | 1 | 1 | 1 | 0 | 551073 00001 | 551073 00001
551074 | METERING SYSTEMS | METERING SYSTEMS | VITE CIL M4X70 | UC | INDIRECT METERING SYSTEMS | 0.285 | 0 | 1 | 1 | 1 | 0 | 551074 00001 | 551074 00001
551075 | METERING SYSTEMS | METERING SYSTEMS | DADO M3X8 | UC | INDIRECT METERING SYSTEMS | 0.107 | 0 | 1 | 1 | 1 | 0 | 551075 00001 | 551075 00001
551076 | METERING SYSTEMS | METERING SYSTEMS | DADO M3X12 | UC | INDIRECT METERING SYSTEMS | 0.107 | 0 | 1 | 1 | 1 | 0 | 551076 00001 | 551076 00001
551077 | METERING SYSTEMS | METERING SYSTEMS | DADO M3X15 | UC | INDIRECT METERING SYSTEMS | 0.107 | 0 | 1 | 1 | 1 | 0 | 551077 00001 | 551077 00001
551078 | METERING SYSTEMS | METERING SYSTEMS | DADO HEX M4 | UC | INDIRECT METERING SYSTEMS | 0.107 | 0.0007 | 1 | 1 | 1 | 0 | 551078 00001 | 551078 00001
551079 | METERING SYSTEMS | METERING SYSTEMS | VITI AUTOFIL 2,9X13 | UC | INDIRECT METERING SYSTEMS | 0.107 | 0.00047 | 1 | 1 | 1 | 0 | 551079 00001 | 551079 00001
551080 | METERING SYSTEMS | METERING SYSTEMS | DADO BLOCC M3 | UC | INDIRECT METERING SYSTEMS | 0.107 | 0 | 1 | 1 | 1 | 0 | 551080 00001 | 551080 00001
551081 | METERING SYSTEMS | METERING SYSTEMS | SIGILLO P2 | UC | INDIRECT METERING SYSTEMS | 0.688 | 0.001 | 1 | 1 | 1 | 0 | 551081 00001 | 551081 00001
551082 | METERING SYSTEMS | METERING SYSTEMS | TAPPO SONDA REMOTA | UC | INDIRECT METERING SYSTEMS | 2.326 | 0.00012 | 1 | 1 | 1 | 0 | 551082 00001 | 551082 00001
551083 | METERING SYSTEMS | METERING SYSTEMS | ANELLO TENUTA M4 | UC | INDIRECT METERING SYSTEMS | 0.107 | 0 | 1 | 1 | 1 | 0 | 551083 00001 | 551083 00001
HCAP-H001-001 | METERING SYSTEMS | METERING SYSTEMS | AD.PR.Q CALORIC 5-AD.SP.RS232 | UC | INDIRECT METERING SYSTEMS | 483.57 | 0.185 | 1 | 1 | 1 | 0 | HCAP-H001-00100001 | HCAP-H001-00100001
506445 | METERING SYSTEMS | METERS & ACCESORIES | LOCK 01 PIOMBINO PER CONTATORE | UG | METERS & ACCESORIES | 6.84 | 0.00397 | 1 | 1 | 1 | 74122000 | 506445 00001 | 506445 00001
590095 | METERING SYSTEMS | METERS & ACCESORIES | COPPIA POZZ.DN/32 A DN/65 6MM | UG | METERS & ACCESORIES | 162.03 | 0.241 | 1 | 0 | 1 | 0 | 590095 00001 | 590095 00001
590096 | METERING SYSTEMS | METERS & ACCESORIES | COPPIA POZZ.DN/80 A DN/125 6MM | UG | METERS & ACCESORIES | 189.4 | 0.333 | 1 | 0 | 1 | 0 | 590096 00001 | 590096 00001
590130 | METERING SYSTEMS | METERS & ACCESORIES | LEVEL CONVERTER 60 CARICHI | UG | METERS & ACCESORIES | 1148.24 | 0.226 | 1 | 1 | 1 | 85389099 | 590130 00001 | 590130 00001
590132 | METERING SYSTEMS | METERS & ACCESORIES | DATALOGGER+20 CARICHI | UG | METERS & ACCESORIES | 2288.85 | 0.263 | 1 | 1 | 1 | 85389099 | 590132 00001 | 590132 00001
590133 | METERING SYSTEMS | METERS & ACCESORIES | ALIM. 24 VDC 15 W | UG | METERS & ACCESORIES | 157.05 | 0.12 | 1 | 1 | 1 | 85044030 | 590133 00001 | 590133 00001
590134 | METERING SYSTEMS | METERS & ACCESORIES | ALIM. 24 VDC 60 W | UG | METERS & ACCESORIES | 193.35 | 0.207 | 1 | 1 | 1 | 85044030 | 590134 00001 | 590134 00001
590135 | METERING SYSTEMS | METERS & ACCESORIES | MODEM ROUTER | UG | METERS & ACCESORIES | 890.06 | 0.438 | 1 | 1 | 1 | 85176200 | 590135 00001 | 590135 00001
590136 | METERING SYSTEMS | METERS & ACCESORIES | GWY1H GATEWAY SINGLE-HOP | UG | METERS & ACCESORIES | 2311.1 | 0.344 | 1 | 1 | 1 | 85176200 | 590136 00001 | 590136 00001
590138 | METERING SYSTEMS | METERS & ACCESORIES | RPTMH REPEATER MULT-HOP | UG | METERS & ACCESORIES | 934.78 | 0.472 | 1 | 1 | 1 | 85176200 | 590138 00001 | 590138 00001
590140 | METERING SYSTEMS | METERS & ACCESORIES | RPT1H REPEATER SINGLE-HOP | UG | METERS & ACCESORIES | 730.32 | 0.554 | 1 | 1 | 1 | 85176200 | 590140 00001 | 590140 00001
590153 | METERING SYSTEMS | METERS & ACCESORIES | GWY MULTI-HOOP + M-BUS | UG | METERS & ACCESORIES | 2297.61 | 0.31 | 1 | 1 | 1 | 85389099 | 590153 00001 | 590153 00001
590154 | METERING SYSTEMS | METERS & ACCESORIES | GWY SINGLE HOP + SIM | UG | METERS & ACCESORIES | 1356 | 0.562 | 1 | 1 | 1 | 85389099 | 590154 00001 | 590154 00001
593812 | METERING SYSTEMS | METERS & ACCESORIES | CAVETTO M-BUS SISTEMA K | UG | METERS & ACCESORIES | 28.41 | 0 | 1 | 0 | 1 | 0 | 593812 00001 | 593812 00001
00M100001 | METERING SYSTEMS | METERS & ACCESORIES | PORTASONDA PLAST. CONT. CALORE | UG | METERS & ACCESORIES | 8.14 | 0.00669 | 1 | 1 | 1 | 90269000 | 00M100001 00001 | 00M100001 00001
00M100003 | METERING SYSTEMS | METERS & ACCESORIES | PORTASONDA OTTONE CONT. CALORE | UG | METERS & ACCESORIES | 12.62 | 0.014 | 1 | 1 | 1 | 0 | 00M100003 00001 | 00M100003 00001
ACS26 | METERING SYSTEMS | METERS & ACCESORIES | SOFTWARE LETTURA REMOTA RADIO | UG | METERS & ACCESORIES | 381.28 | 0.058 | 1 | 0 | 1 | 0 | ACS26 00001 | ACS26 00001
ACT20 | METERING SYSTEMS | METERS & ACCESORIES | SOFTWARE PARAMETRIZZAZIONE | UG | METERS & ACCESORIES | 381.28 | 0.055 | 1 | 0 | 1 | 0 | ACT20 00001 | ACT20 00001
ACT26 | METERING SYSTEMS | METERS & ACCESORIES | SOFTWARE LETTURA LOCALE RADIO | UG | METERS & ACCESORIES | 1289.08 | 0.063 | 1 | 0 | 1 | 0 | ACT26 00001 | ACT26 00001
ACUL25 | METERING SYSTEMS | METERS & ACCESORIES | CONT.ACS DN25 IMPUL H | UG | METERS & ACCESORIES | 232.42 | 1.8 | 1 | 0 | 1 | 90282000 | ACUL25 00001 | ACUL25 00001
ACUL32 | METERING SYSTEMS | METERS & ACCESORIES | CONT.ACS DN32 IMPUL H | UG | METERS & ACCESORIES | 279.73 | 2.138 | 1 | 0 | 1 | 90282000 | ACUL32 00001 | ACUL32 00001
ACUL40 | METERING SYSTEMS | METERS & ACCESORIES | CONT.ACS DN40 IMPUL H | UG | METERS & ACCESORIES | 523.74 | 7.2 | 1 | 0 | 1 | 90282000 | ACUL40 00001 | ACUL40 00001
ACUL50 | METERING SYSTEMS | METERS & ACCESORIES | CONT.ACS DN50 IMPUL H | UG | METERS & ACCESORIES | 992.78 | 8.4 | 1 | 0 | 1 | 90282000 | ACUL50 00001 | ACUL50 00001
ADA4 | METERING SYSTEMS | METERS & ACCESORIES | ADATT. IMPULSI M-BUS 4 CARICHI | UG | METERS & ACCESORIES | 328.29 | 0.17 | 1 | 1 | 1 | 85389099 | ADA4 00001 | ADA4 00001
AEW310.2 | METERING SYSTEMS | METERS & ACCESORIES | ADATTATORE DI IMPULSI M-BUS | UG | METERS & ACCESORIES | 208.5 | 0.199 | 1 | 0 | 1 | 85389099 | AEW310.2 00001 | AEW310.2 00001
AEW36.2 | METERING SYSTEMS | METERS & ACCESORIES | ADATTATORE DI IMPULSI RADIO | UG | METERS & ACCESORIES | 226.32 | 0.186 | 1 | 0 | 1 | 85389099 | AEW36.2 00001 | AEW36.2 00001
AEW366.2 | METERING SYSTEMS | METERS & ACCESORIES | ADATTATORE DI IMPULSI WALK-BY | UG | METERS & ACCESORIES | 223.59 | 0.188 | 1 | 0 | 1 | 85369095 | AEW366.2 00001 | AEW366.2 00001
AFUL25 | METERING SYSTEMS | METERS & ACCESORIES | CONT.AFS DN25 IMPUL H | UG | METERS & ACCESORIES | 199.82 | 1.96 | 1 | 0 | 1 | 90282000 | AFUL25 00001 | AFUL25 00001
AFUL32 | METERING SYSTEMS | METERS & ACCESORIES | CONT.AFS DN32 IMPUL H | UG | METERS & ACCESORIES | 246.34 | 2.14 | 1 | 0 | 1 | 90282000 | AFUL32 00001 | AFUL32 00001
AFUL40 | METERING SYSTEMS | METERS & ACCESORIES | CONT.AFS DN40 IMPUL H | UG | METERS & ACCESORIES | 485.08 | 3.5288 | 1 | 0 | 1 | 90282000 | AFUL40 00001 | AFUL40 00001
AFUL50 | METERING SYSTEMS | METERS & ACCESORIES | CONT.AFS DN50 IMPUL H | UG | METERS & ACCESORIES | 873.6 | 7.4 | 1 | 0 | 1 | 90282000 | AFUL50 00001 | AFUL50 00001
B02-0060-01 | METERING SYSTEMS | METERS & ACCESORIES | INTERF. M-BUS PER 60 INDIRIZ | UG | METERS & ACCESORIES | 1267.93 | 1.32 | 1 | 1 | 1 | 85389099 | B02-0060-01 00001 | B02-0060-01 00001
CACML25IF | METERING SYSTEMS | METERS & ACCESORIES | CONT.CF DN25 MB+IMPUL H | UG | METERS & ACCESORIES | 1303.03 | 3.4 | 1 | 0 | 1 | 90282000 | CACML25IF 00001 | CACML25IF 00001
CACML25IFB | METERING SYSTEMS | METERS & ACCESORIES | CONT.CF DN25 MB+IMPUL H+BOCCH | UG | METERS & ACCESORIES | 1348.16 | 3.76 | 1 | 1 | 1 | 90282000 | CACML25IFB 00001 | CACML25IFB 00001
CACML32DVD | METERING SYSTEMS | METERS & ACCESORIES | CONT.C DN32 DIR V. DISC. | UG | METERS & ACCESORIES | 1357.9 | 5 | 1 | 0 | 1 | 90282000 | CACML32DVD 00001 | CACML32DVD 00001
CACML32IF | METERING SYSTEMS | METERS & ACCESORIES | CONT.CF DN32 MB+IMPUL H | UG | METERS & ACCESORIES | 1460.49 | 3.692 | 1 | 0 | 1 | 90282000 | CACML32IF 00001 | CACML32IF 00001
CACML32IFB | METERING SYSTEMS | METERS & ACCESORIES | CONT.CF DN32 MB+IMPUL H+BOCCH | UG | METERS & ACCESORIES | 1518.41 | 4.4 | 1 | 1 | 1 | 90282000 | CACML32IFB 00001 | CACML32IFB 00001
CACML32MFVA | METERING SYSTEMS | METERS & ACCESORIES | CONT.CF DN32 MBUS V.ASC. | UG | METERS & ACCESORIES | 1522.04 | 4.8 | 1 | 0 | 1 | 90282000 | CACML32MFVA 00001 | CACML32MFVA 00001
CACML32MVA | METERING SYSTEMS | METERS & ACCESORIES | CONT.C DN32 MBUS V.ASC. | UG | METERS & ACCESORIES | 1408.4 | 4.278 | 1 | 0 | 1 | 90282000 | CACML32MVA 00001 | CACML32MVA 00001
CACML40IF | METERING SYSTEMS | METERS & ACCESORIES | CONT.CF DN40 MB+IMPUL H | UG | METERS & ACCESORIES | 1776.16 | 5.234 | 1 | 0 | 1 | 90282000 | CACML40IF 00001 | CACML40IF 00001
CACML40IFB | METERING SYSTEMS | METERS & ACCESORIES | CONT.CF DN40 MB+IMPUL H+BOCCH | UG | METERS & ACCESORIES | 1853.39 | 6.2 | 1 | 1 | 1 | 90282000 | CACML40IFB 00001 | CACML40IFB 00001
CACML40MVA | METERING SYSTEMS | METERS & ACCESORIES | CONT.C DN40 MBUS V.ASC. | UG | METERS & ACCESORIES | 1841.92 | 7.4 | 1 | 0 | 1 | 90282000 | CACML40MVA 00001 | CACML40MVA 00001
CACML40MVD | METERING SYSTEMS | METERS & ACCESORIES | CONT.C DN40 MBUS V. DISC. | UG | METERS & ACCESORIES | 1841.92 | 9.4 | 1 | 0 | 1 | 90282000 | CACML40MVD 00001 | CACML40MVD 00001
CACML50IF | METERING SYSTEMS | METERS & ACCESORIES | CONT.CF DN50 IMPUL H | UG | METERS & ACCESORIES | 2557.96 | 10.6 | 1 | 0 | 1 | 90282000 | CACML50IF 00001 | CACML50IF 00001
CACML-TOOL | METERING SYSTEMS | METERS & ACCESORIES | KIT CONFIGURAZ.CACML | UG | METERS & ACCESORIES | 1137.71 | 0.091 | 1 | 0 | 1 | 85389099 | CACML-TOOL 00001 | CACML-TOOL 00001
CACSWO100I | METERING SYSTEMS | METERS & ACCESORIES | CONT.ACS WOLT.DN100 IMPUL | UG | METERS & ACCESORIES | 1248.22 | 15.2 | 1 | 0 | 1 | 90282000 | CACSWO100I 00001 | CACSWO100I 00001
CACSWO125I | METERING SYSTEMS | METERS & ACCESORIES | CONT.ACS WOLT.DN125 IMPUL | UG | METERS & ACCESORIES | 1421.53 | 0 | 1 | 0 | 1 | 90282000 | CACSWO125I 00001 | CACSWO125I 00001
CACSWO150I | METERING SYSTEMS | METERS & ACCESORIES | CONT.ACS WOLT.DN150 IMPUL | UG | METERS & ACCESORIES | 1801.16 | 22.8 | 1 | 0 | 1 | 90282000 | CACSWO150I 00001 | CACSWO150I 00001
CACSWO200I | METERING SYSTEMS | METERS & ACCESORIES | CONT.ACS WOLT.DN200 IMPUL | UG | METERS & ACCESORIES | 2203.49 | 32.8 | 1 | 0 | 1 | 90282000 | CACSWO200I 00001 | CACSWO200I 00001
CACSWO65I | METERING SYSTEMS | METERS & ACCESORIES | CONT.ACS WOLT.DN65 IMPUL | UG | METERS & ACCESORIES | 1050.66 | 13.9 | 1 | 0 | 1 | 90282000 | CACSWO65I 00001 | CACSWO65I 00001
CACSWO80I | METERING SYSTEMS | METERS & ACCESORIES | CONT.ACS WOLT.DN80 IMPUL | UG | METERS & ACCESORIES | 1107.92 | 14.3 | 1 | 0 | 1 | 90282000 | CACSWO80I 00001 | CACSWO80I 00001
CAFSWO100I | METERING SYSTEMS | METERS & ACCESORIES | CONT.AFS WOLT.DN100 IMPUL | UG | METERS & ACCESORIES | 1111.8 | 0 | 1 | 0 | 1 | 90282000 | CAFSWO100I 00001 | CAFSWO100I 00001
CAFSWO125I | METERING SYSTEMS | METERS & ACCESORIES | CONT.AFS WOLT.DN125 IMPUL | UG | METERS & ACCESORIES | 1322.38 | 16.85 | 1 | 0 | 1 | 90282000 | CAFSWO125I 00001 | CAFSWO125I 00001
CAFSWO150I | METERING SYSTEMS | METERS & ACCESORIES | CONT.AFS WOLT.DN150 IMPUL | UG | METERS & ACCESORIES | 1548.81 | 0 | 1 | 0 | 1 | 90282000 | CAFSWO150I 00001 | CAFSWO150I 00001
CAFSWO200I | METERING SYSTEMS | METERS & ACCESORIES | CONT.AFS WOLT.DN200 IMPUL | UG | METERS & ACCESORIES | 2603.98 | 0 | 1 | 0 | 1 | 90282000 | CAFSWO200I 00001 | CAFSWO200I 00001
CAFSWO50I | METERING SYSTEMS | METERS & ACCESORIES | CONT.AFS WOLT.DN50 IMPUL | UG | METERS & ACCESORIES | 898.94 | 0 | 1 | 0 | 1 | 90282000 | CAFSWO50I 00001 | CAFSWO50I 00001
CAFSWO65I | METERING SYSTEMS | METERS & ACCESORIES | CONT.AFS WOLT.DN65 IMPUL | UG | METERS & ACCESORIES | 910.27 | 11.64 | 1 | 0 | 1 | 90282000 | CAFSWO65I 00001 | CAFSWO65I 00001
CAFSWO80I | METERING SYSTEMS | METERS & ACCESORIES | CONT.AFS WOLT.DN80 IMPUL | UG | METERS & ACCESORIES | 1064.25 | 0 | 1 | 0 | 1 | 90282000 | CAFSWO80I 00001 | CAFSWO80I 00001
CAV-IMP | METERING SYSTEMS | METERS & ACCESORIES | CAVO PER CONTATTO REED 2 M | UG | METERS & ACCESORIES | 27.36 | 0.042 | 1 | 0 | 1 | 85389099 | CAV-IMP 00001 | CAV-IMP 00001
CCWO100IF | METERING SYSTEMS | METERS & ACCESORIES | CONT.WOLT.CF DN100 MB+IMPUL | UG | METERS & ACCESORIES | 3114.79 | 17 | 1 | 0 | 1 | 90282000 | CCWO100IF 00001 | CCWO100IF 00001
CCWO125IF | METERING SYSTEMS | METERS & ACCESORIES | CONT.WOLT.CF DN125 MB+IMPUL | UG | METERS & ACCESORIES | 3455.13 | 0 | 1 | 0 | 1 | 90282000 | CCWO125IF 00001 | CCWO125IF 00001
CCWO150IF | METERING SYSTEMS | METERS & ACCESORIES | CONT.WOLT.CF DN150 MB+IMPUL | UG | METERS & ACCESORIES | 4770.83 | 0 | 1 | 0 | 1 | 90282000 | CCWO150IF 00001 | CCWO150IF 00001
CCWO200IF | METERING SYSTEMS | METERS & ACCESORIES | CONT.WOLT.CF DN200 MB+IMPUL | UG | METERS & ACCESORIES | 5902.34 | 0 | 1 | 0 | 1 | 90282000 | CCWO200IF 00001 | CCWO200IF 00001
CCWO50IF | METERING SYSTEMS | METERS & ACCESORIES | CONT.WOLT.CF DN50 MB+IMPUL | UG | METERS & ACCESORIES | 2579.42 | 10.4 | 1 | 0 | 1 | 90282000 | CCWO50IF 00001 | CCWO50IF 00001
CCWO65IF | METERING SYSTEMS | METERS & ACCESORIES | CONT.WOLT.CF DN65 MB+IMPUL | UG | METERS & ACCESORIES | 2774.5 | 12.2 | 1 | 0 | 1 | 90282000 | CCWO65IF 00001 | CCWO65IF 00001
CCWO80I | METERING SYSTEMS | METERS & ACCESORIES | CONT.WOLT.C DN80 IMPUL | UG | METERS & ACCESORIES | 2874.19 | 13.8 | 1 | 0 | 1 | 90282000 | CCWO80I 00001 | CCWO80I 00001
CCWO80IF | METERING SYSTEMS | METERS & ACCESORIES | CONT.WOLT.CF DN80 MB+IMPUL | UG | METERS & ACCESORIES | 2954.42 | 13.4 | 1 | 0 | 1 | 90282000 | CCWO80IF 00001 | CCWO80IF 00001
FBCRAA-KS | METERING SYSTEMS | METERS & ACCESORIES | BATTERIA TAMPONE X WTT16 | UG | METERS & ACCESORIES | 39.26 | 0.0216 | 1 | 1 | 1 | 85061011 | FBCRAA-KS 00001 | FBCRAA-KS 00001
HMR15MFI | METERING SYSTEMS | METERS & ACCESORIES | CONT C/F 1,5 M3/H MB+2ING IMP | UG | METERS & ACCESORIES | 477.4 | 0.978 | 1 | 0 | 1 | 90282000 | HMR15MFI 00001 | HMR15MFI 00001
HMR15MFIB | METERING SYSTEMS | METERS & ACCESORIES | CO.C/F 1,5 M3/H MB+2ING IMP+B | UG | METERS & ACCESORIES | 487.45 | 1.08 | 1 | 0 | 1 | 90282000 | HMR15MFIB 00001 | HMR15MFIB 00001
HMR15RFI-E | METERING SYSTEMS | METERS & ACCESORIES | CONT C/F 1,5 M3/H AMR+3ING IMP | UG | METERS & ACCESORIES | 745.8 | 0 | 0 | 0 | 0 | 0 | HMR15RFI-E 00000 | HMR15RFI-E 00000
HMR20MFI | METERING SYSTEMS | METERS & ACCESORIES | CONT C/F 2,5 M3/H MB+2ING IMP | UG | METERS & ACCESORIES | 493.61 | 0.85 | 1 | 0 | 1 | 90282000 | HMR20MFI 00001 | HMR20MFI 00001
HMR20MFIB | METERING SYSTEMS | METERS & ACCESORIES | CO C/F 2,5 M3/H MB+2ING IMP+B | UG | METERS & ACCESORIES | 514.03 | 1.49 | 1 | 1 | 1 | 90282000 | HMR20MFIB 00001 | HMR20MFIB 00001
HMR20MI | METERING SYSTEMS | METERS & ACCESORIES | CONT.C 2,5 M3/H MB+2ING IMP | UG | METERS & ACCESORIES | 483.61 | 0.85 | 1 | 0 | 1 | 90282000 | HMR20MI 00001 | HMR20MI 00001
HMR20RFI-E | METERING SYSTEMS | METERS & ACCESORIES | CONT C/F 2,5 M3/H AMR+3ING IMP | UG | METERS & ACCESORIES | 765.49 | 0 | 0 | 0 | 0 | 0 | HMR20RFI-E 00000 | HMR20RFI-E 00000
HMRI-K001-001 | METERING SYSTEMS | METERS & ACCESORIES | BASE SUPP.DISPLAY HMR5 | UG | METERS & ACCESORIES | 19.16 | 0.0402 | 1 | 1 | 1 | 39269097 | HMRI-K001-00100001 | HMRI-K001-00100001
HS100FI | METERING SYSTEMS | METERS & ACCESORIES | C.US.C/F DN100 MB+2IN/OUT PULS | UG | METERS & ACCESORIES | 5340.02 | 0 | 1 | 0 | 1 | 90282000 | HS100FI 00001 | HS100FI 00001
HS25FI | METERING SYSTEMS | METERS & ACCESORIES | C.US.C/F DN25 MB+2IN/OUT PULSE | UG | METERS & ACCESORIES | 1604.65 | 3.694 | 1 | 0 | 1 | 90282000 | HS25FI 00001 | HS25FI 00001
HS25FIB | METERING SYSTEMS | METERS & ACCESORIES | C.US.C/F DN25 MB+2IN/OUT P+BOC | UG | METERS & ACCESORIES | 1646.77 | 4.254 | 1 | 1 | 1 | 90282000 | HS25FIB 00001 | HS25FIB 00001
HS32FI | METERING SYSTEMS | METERS & ACCESORIES | C.US.C/F DN25 MB+2IN/OUT PULSE | UG | METERS & ACCESORIES | 1677.63 | 4.4 | 1 | 0 | 1 | 90282000 | HS32FI 00001 | HS32FI 00001
HS32FIB | METERING SYSTEMS | METERS & ACCESORIES | C.US.C/F DN25 MB+2IN/OUT P+BOC | UG | METERS & ACCESORIES | 1715.01 | 4.21 | 1 | 0 | 1 | 90282000 | HS32FIB 00001 | HS32FIB 00001
HS40FI | METERING SYSTEMS | METERS & ACCESORIES | C.US.C/F DN40 MB+2IN/OUT PULSE | UG | METERS & ACCESORIES | 2053.16 | 5 | 1 | 0 | 1 | 90282000 | HS40FI 00001 | HS40FI 00001
HS40FIB | METERING SYSTEMS | METERS & ACCESORIES | C.US.C/F DN40 MB+2IN/OUT P+BOC | UG | METERS & ACCESORIES | 2130.41 | 5.338 | 1 | 1 | 1 | 90282000 | HS40FIB 00001 | HS40FIB 00001
HS50FI | METERING SYSTEMS | METERS & ACCESORIES | C.US.C/F DN50 MB+2IN/OUT PULSE | UG | METERS & ACCESORIES | 2840.02 | 8.08 | 1 | 0 | 1 | 90282000 | HS50FI 00001 | HS50FI 00001
HS65FI | METERING SYSTEMS | METERS & ACCESORIES | C.US.C/F DN65 MB+2IN/OUT PULSE | UG | METERS & ACCESORIES | 3870.86 | 10.6 | 1 | 0 | 1 | 90282000 | HS65FI 00001 | HS65FI 00001
HS80FI | METERING SYSTEMS | METERS & ACCESORIES | C.US.C/F DN80 MB+2IN/OUT PULSE | UG | METERS & ACCESORIES | 4138.64 | 12.664 | 1 | 0 | 1 | 90282000 | HS80FI 00001 | HS80FI 00001
MHM5-00A2-00 | METERING SYSTEMS | METERS & ACCESORIES | MODULO M-BUS | UG | METERS & ACCESORIES | 290.58 | 0.155 | 1 | 0 | 1 | 85369095 | MHM5-00A2-00 00001 | MHM5-00A2-00 00001
OG1 | METERING SYSTEMS | METERS & ACCESORIES | CAVO PROGRAM CONT US | UG | METERS & ACCESORIES | 762.86 | 0 | 1 | 0 | 1 | 0 | OG1 00001 | OG1 00001
QLOG | METERING SYSTEMS | METERS & ACCESORIES | ANT. MOB. WB C/S MODE | UG | METERS & ACCESORIES | 2015.73 | 0.262 | 1 | 0 | 1 | 0 | QLOG 00001 | QLOG 00001
RHM500AT0000Z | METERING SYSTEMS | METERS & ACCESORIES | MODULO RADIO + WALK-BY C-MODE | UG | METERS & ACCESORIES | 218.16 | 0.28 | 1 | 0 | 1 | 0 | RHM500AT0000Z00001 | RHM500AT0000Z00001
RNNPH0010010 | METERING SYSTEMS | METERS & ACCESORIES | TOOL PROG. ANT.WTT16.RNN5 | UG | METERS & ACCESORIES | 811.32 | 0.1 | 1 | 0 | 1 | 0 | RNNPH0010010 00001 | RNNPH0010010 00001
RWM5-000N | METERING SYSTEMS | METERS & ACCESORIES | MOD. CONV. WB/AMR C/S MODE | UG | METERS & ACCESORIES | 164.42 | 0.102 | 1 | 0 | 1 | 0 | RWM5-000N 00001 | RWM5-000N 00001
SCU-P-13SRD | METERING SYSTEMS | METERS & ACCESORIES | CONT.ACS 2.5MC/H DN15 DIR | UG | METERS & ACCESORIES | 56.41 | 0.4995 | 1 | 0 | 1 | 90282000 | SCU-P-13SRD 00001 | SCU-P-13SRD 00001
SCU-P-13SRP | METERING SYSTEMS | METERS & ACCESORIES | CONT.ACS 2.5MC/H DN15 PRED.IMP | UG | METERS & ACCESORIES | 67.61 | 0.4635 | 1 | 0 | 1 | 90282000 | SCU-P-13SRP 00001 | SCU-P-13SRP 00001
SCU-P-13SRPB | METERING SYSTEMS | METERS & ACCESORIES | CO.ACS 2.5MC/H DN15 PRED.IMP+B | UG | METERS & ACCESORIES | 77.66 | 0.574 | 1 | 0 | 1 | 90282000 | SCU-P-13SRPB 00001 | SCU-P-13SRPB 00001
SCU-P-20SRP | METERING SYSTEMS | METERS & ACCESORIES | CONT.ACS 4MC/H DN20 PRED.IMP. | UG | METERS & ACCESORIES | 89.35 | 0.577 | 1 | 0 | 1 | 90282000 | SCU-P-20SRP 00001 | SCU-P-20SRP 00001
SCU-P-20SRPB | METERING SYSTEMS | METERS & ACCESORIES | CO.ACS 4MC/H DN20 PRED.IMP.+B | UG | METERS & ACCESORIES | 116.19 | 1.044 | 1 | 1 | 1 | 90282000 | SCU-P-20SRPB 00001 | SCU-P-20SRPB 00001
SFU-P-13SRD | METERING SYSTEMS | METERS & ACCESORIES | CONT.AFS 2.5MC/H DN15 DIR | UG | METERS & ACCESORIES | 41.26 | 0.5065 | 1 | 0 | 1 | 90282000 | SFU-P-13SRD 00001 | SFU-P-13SRD 00001
SFU-P-13SRP | METERING SYSTEMS | METERS & ACCESORIES | CONT.AFS 2.5MC/H DN15 PRED.IMP | UG | METERS & ACCESORIES | 57.09 | 0.465 | 1 | 0 | 1 | 90282000 | SFU-P-13SRP 00001 | SFU-P-13SRP 00001
SFU-P-13SRPB | METERING SYSTEMS | METERS & ACCESORIES | CO.AFS 2.5MC/H DN15 PRED.IMP+B | UG | METERS & ACCESORIES | 67.14 | 0.652 | 1 | 1 | 1 | 90282000 | SFU-P-13SRPB 00001 | SFU-P-13SRPB 00001
SFU-P-20SRD | METERING SYSTEMS | METERS & ACCESORIES | CONT.AFS 4MC/H DN20 DIR | UG | METERS & ACCESORIES | 55.34 | 0.879 | 1 | 0 | 1 | 90282000 | SFU-P-20SRD 00001 | SFU-P-20SRD 00001
SFU-P-20SRP | METERING SYSTEMS | METERS & ACCESORIES | CONT.AFS 4MC/H DN20 PRED.IMP. | UG | METERS & ACCESORIES | 67.34 | 0.624 | 1 | 0 | 1 | 90282000 | SFU-P-20SRP 00001 | SFU-P-20SRP 00001
SFU-P-20SRPB | METERING SYSTEMS | METERS & ACCESORIES | CO.AFS 4MC/H DN20 PRED.IMP.+B | UG | METERS & ACCESORIES | 94.2 | 1.044 | 1 | 1 | 1 | 90282000 | SFU-P-20SRPB 00001 | SFU-P-20SRPB 00001
US15MFI-E | METERING SYSTEMS | METERS & ACCESORIES | C.US C/F 1,5 M3/H MB+3ING IMP | UG | METERS & ACCESORIES | 673.04 | 0.618 | 0 | 0 | 0 | 0 | US15MFI-E 00000 | US15MFI-E 00000
US20MFI-E | METERING SYSTEMS | METERS & ACCESORIES | C.US C/F 2,5 M3/H MB+3ING IMP | UG | METERS & ACCESORIES | 691.68 | 0 | 0 | 0 | 0 | 0 | US20MFI-E 00000 | US20MFI-E 00000
US20QD | METERING SYSTEMS | METERS & ACCESORIES | CONT.ULTR.C DN20 2.5MC/H DIR | UG | METERS & ACCESORIES | 626.61 | 0.823 | 1 | 0 | 1 | 90282000 | US20QD 00001 | US20QD 00001
US20QDB | METERING SYSTEMS | METERS & ACCESORIES | CO.ULTR.C DN20 2.5MC/H DIR+B | UG | METERS & ACCESORIES | 647.03 | 1.28 | 1 | 1 | 1 | 90282000 | US20QDB 00001 | US20QDB 00001
US25-6000F | METERING SYSTEMS | METERS & ACCESORIES | CONT.ULTR.CF DN25 6.0MC/H MBUS | UG | METERS & ACCESORIES | 2058.02 | 3.757 | 1 | 0 | 1 | 90282000 | US25-6000F 00001 | US25-6000F 00001
WFK30-D110 | METERING SYSTEMS | METERS & ACCESORIES | CONTATORE AFS 2.5 M3/H | UG | METERS & ACCESORIES | 72.83 | 0.461 | 1 | 0 | 1 | 90282000 | WFK30-D110 00001 | WFK30-D110 00001
WFK30-D110B | METERING SYSTEMS | METERS & ACCESORIES | CONTATORE AFS 2.5 M3/H+BOC | UG | METERS & ACCESORIES | 82.89 | 0.582 | 1 | 0 | 1 | 90282000 | WFK30-D110B 00001 | WFK30-D110B 00001
WFK30-D130 | METERING SYSTEMS | METERS & ACCESORIES | CONTATORE AFS 4.0 M3/H | UG | METERS & ACCESORIES | 93 | 0.51 | 1 | 0 | 1 | 90282000 | WFK30-D130 00001 | WFK30-D130 00001
WFK30-D130B | METERING SYSTEMS | METERS & ACCESORIES | CONTATORE AFS 4.0 M3/H+BOC | UG | METERS & ACCESORIES | 121.59 | 1.048 | 1 | 1 | 1 | 90282000 | WFK30-D130B 00001 | WFK30-D130B 00001
WFW30-D110 | METERING SYSTEMS | METERS & ACCESORIES | CONTATORE ACS 2.5 M3/H | UG | METERS & ACCESORIES | 72.83 | 0.464 | 1 | 0 | 1 | 90282000 | WFW30-D110 00001 | WFW30-D110 00001
WFW30-D110B | METERING SYSTEMS | METERS & ACCESORIES | CONTATORE ACS 2.5 M3/H+BOC | UG | METERS & ACCESORIES | 82.89 | 0.592 | 1 | 1 | 1 | 90282000 | WFW30-D110B 00001 | WFW30-D110B 00001
WFW30-D130 | METERING SYSTEMS | METERS & ACCESORIES | CONTATORE ACS 4.0 M3/H | UG | METERS & ACCESORIES | 93 | 0.51 | 1 | 0 | 1 | 90282000 | WFW30-D130 00001 | WFW30-D130 00001
WFW30-D130B | METERING SYSTEMS | METERS & ACCESORIES | CONTATORE ACS 4.0 M3/H+BOC | UG | METERS & ACCESORIES | 121.59 | 1.048 | 1 | 1 | 1 | 90282000 | WFW30-D130B 00001 | WFW30-D130B 00001
WFZ.MBUSSET | METERING SYSTEMS | METERS & ACCESORIES | CAVETTO M-BUS | UG | METERS & ACCESORIES | 35.46 | 0.028 | 1 | 0 | 1 | 0 | WFZ.MBUSSET 00001 | WFZ.MBUSSET 00001
WFZ166-OK | METERING SYSTEMS | METERS & ACCESORIES | MODULO TRASM.WALK-BY | UG | METERS & ACCESORIES | 218.99 | 0.104 | 1 | 0 | 1 | 0 | WFZ166-OK 00001 | WFZ166-OK 00001
WFZ-IRDA-USB | METERING SYSTEMS | METERS & ACCESORIES | TESTA COM.INFRAR.-INTERF.USB | UG | METERS & ACCESORIES | 638.3 | 0.015 | 1 | 0 | 1 | 85389099 | WFZ-IRDA-USB 00001 | WFZ-IRDA-USB 00001
WFZ-USB-1 | METERING SYSTEMS | METERS & ACCESORIES | ADATT. USB/RS-232 | UG | METERS & ACCESORIES | 265.01 | 0.096 | 1 | 0 | 1 | 85389099 | WFZ-USB-1 00001 | WFZ-USB-1 00001
WSW5-00CABCG | METERING SYSTEMS | METERS & ACCESORIES | Q SUITE 5 CALORIC-PROD.SU CD | UG | METERS & ACCESORIES | 105.78 | 0.057 | 1 | 0 | 1 | 0 | WSW5-00CABCG 00001 | WSW5-00CABCG 00001
WSW5-00KCBCG | METERING SYSTEMS | METERS & ACCESORIES | SOFTWARE KC | UG | METERS & ACCESORIES | 106.02 | 0.059 | 1 | 0 | 1 | 0 | WSW5-00KCBCG 00001 | WSW5-00KCBCG 00001
WTT16.RNN5 | METERING SYSTEMS | METERS & ACCESORIES | ANTENNA A BATTERIA USB | UG | METERS & ACCESORIES | 705.52 | 0.77 | 1 | 1 | 1 | 85176200 | WTT16.RNN5 00001 | WTT16.RNN5 00001
WTX16 | METERING SYSTEMS | METERS & ACCESORIES | ANTENNA CIECA 230 VAC | UG | METERS & ACCESORIES | 864.66 | 1.064 | 1 | 1 | 1 | 85176200 | WTX16 00001 | WTX16 00001
200094 | SATELLITE MODULES | SATELLITE MODULES | AC 830P CASSETTA IVARSAT H | UE | IVARSAT | 307.79 | 5.8 | 1 | 0 | 1 | 73269098 | 200094 00001 | 200094 00001
200194 | SATELLITE MODULES | SATELLITE MODULES | AC 830P CASSETTA IVARSAT L | UE | IVARSAT | 355.44 | 0 | 1 | 0 | 1 | 0 | 200194 00001 | 200194 00001
200294 | SATELLITE MODULES | SATELLITE MODULES | AC 830P CASSETTA IVARSAT HL | UE | IVARSAT | 363.31 | 16 | 1 | 0 | 1 | 39269097 | 200294 00001 | 200294 00001
200394 | SATELLITE MODULES | SATELLITE MODULES | AC 830P CASSETTA KSB0112LRM | UE | IVARSAT | 583.33 | 0 | 1 | 0 | 1 | 0 | 200394 00001 | 200394 00001
500325 | SATELLITE MODULES | SATELLITE MODULES | IVAR E-SAT DUAL | UE | IVARSAT | 3535.75 | 0 | 1 | 1 | 1 | 84818019 | 500325 00001 | 500325 00001
500362 | SATELLITE MODULES | SATELLITE MODULES | IVAR E-SAT DUAL DIFF.PRIM | UE | IVARSAT | 3785.1 | 0 | 1 | 0 | 1 | 84818019 | 500362 00001 | 500362 00001
500363 | SATELLITE MODULES | SATELLITE MODULES | IVAR E-SAT DUAL DIFF.RISC. | UE | IVARSAT | 3805.38 | 0 | 1 | 1 | 1 | 84818019 | 500363 00001 | 500363 00001
501265 | SATELLITE MODULES | SATELLITE MODULES | MOTORE X PRIORITA'SAN.IVARSAT | UE | IVARSAT | 99.18 | 0.219 | 2 | 8 | 16 | 85012000 | 501265 00002 | 501265 00016
506369 | SATELLITE MODULES | SATELLITE MODULES | M-SAT 1/40 | UE | IVARSAT | 841.92 | 4.99 | 1 | 0 | 1 | 84811099 | 506369 00001 | 506369 00001
506409 | SATELLITE MODULES | SATELLITE MODULES | RICIRCOLO PER IVAR SAT | UE | IVARSAT | 586.46 | 1.953 | 1 | 0 | 1 | 84811099 | 506409 00001 | 506409 00001
506703 | SATELLITE MODULES | SATELLITE MODULES | E-SAT 1/40 | UE | IVARSAT | 841.92 | 5.2 | 1 | 0 | 1 | 84818019 | 506703 00001 | 506703 00001
508012 | SATELLITE MODULES | SATELLITE MODULES | AC 688S KIT V.SQ HIU | UE | IVARSAT | 241.84 | 1.782 | 1 | 0 | 1 | 84818081 | 508012 00001 | 508012 00001
508013 | SATELLITE MODULES | SATELLITE MODULES | AC 688 KIT V.DIR HIU | UE | IVARSAT | 210.63 | 1.445 | 1 | 0 | 1 | 84818081 | 508013 00001 | 508013 00001
520046 | SATELLITE MODULES | SATELLITE MODULES | KIT PROVA IVARSAT GRP.RISC. | UE | IVARSAT | 250.04 | 2.411 | 1 | 0 | 1 | 74122000 | 520046 00001 | 520046 00001
520047 | SATELLITE MODULES | SATELLITE MODULES | KIT PROVA IVARSAT GRP.SAN. | UE | IVARSAT | 290.58 | 2.991 | 1 | 0 | 1 | 74122000 | 520047 00001 | 520047 00001
550147 | SATELLITE MODULES | SATELLITE MODULES | KIT A IVAR E-SAT | UE | IVARSAT | 269.62 | 0 | 1 | 0 | 1 | 84818019 | 550147 00001 | 550147 00001
550148 | SATELLITE MODULES | SATELLITE MODULES | KIT B IVAR E-SAT | UE | IVARSAT | 249.35 | 0 | 1 | 0 | 1 | 84818019 | 550148 00001 | 550148 00001
10305430DZR | SATELLITE MODULES | SATELLITE MODULES | VALVOLA DIR.3/4MX3/4F C/DADO B | UE | IVARSAT | 22 | 0.218 | 1 | 0 | 1 | 84818081 | 10305430DZR 00001 | 10305430DZR 00001
10305431DZR | SATELLITE MODULES | SATELLITE MODULES | VALVOLA DIR.3/4MX3/4F C/DADO R | UE | IVARSAT | 22 | 0.22 | 1 | 0 | 1 | 84818081 | 10305431DZR 00001 | 10305431DZR 00001
500325A | SATELLITE MODULES | SATELLITE MODULES | IVAR E-SAT DUAL AUTO | UE | IVARSAT | 3641.44 | 0 | 1 | 1 | 1 | 84818019 | 500325A 00001 | 500325A 00001
500325AC | SATELLITE MODULES | SATELLITE MODULES | IVAR E-SAT DUAL AUTO COP | UE | IVARSAT | 3756.3 | 0 | 1 | 1 | 1 | 84818019 | 500325AC 00001 | 500325AC 00001
500325C | SATELLITE MODULES | SATELLITE MODULES | IVAR E-SAT DUAL COP | UE | IVARSAT | 3650.62 | 0 | 1 | 1 | 1 | 84818019 | 500325C 00001 | 500325C 00001
500362A | SATELLITE MODULES | SATELLITE MODULES | IVAR E-SAT DUAL AUTO DIF.PRIM | UE | IVARSAT | 3890.78 | 0 | 1 | 1 | 1 | 84818019 | 500362A 00001 | 500362A 00001
500362AC | SATELLITE MODULES | SATELLITE MODULES | IVAR E-SAT DUAL A.DIF.PRIM COP | UE | IVARSAT | 4005.67 | 0 | 1 | 1 | 1 | 84818019 | 500362AC 00001 | 500362AC 00001
500362C | SATELLITE MODULES | SATELLITE MODULES | IVAR E-SAT DUAL DIFF.PRIM COP | UE | IVARSAT | 3899.98 | 30 | 1 | 0 | 1 | 84818019 | 500362C 00001 | 500362C 00001
500363A | SATELLITE MODULES | SATELLITE MODULES | IVAR E-SAT DUAL AUTO DIF.RISC. | UE | IVARSAT | 3911.07 | 0 | 1 | 1 | 1 | 84818019 | 500363A 00001 | 500363A 00001
500363AC | SATELLITE MODULES | SATELLITE MODULES | IVAR E-SAT DUAL A.DIF.RISC.COP | UE | IVARSAT | 4025.94 | 0 | 1 | 1 | 1 | 84818019 | 500363AC 00001 | 500363AC 00001
500363C | SATELLITE MODULES | SATELLITE MODULES | IVAR E-SAT DUAL DIFF.RISC.COP | UE | IVARSAT | 3920.24 | 0 | 1 | 1 | 1 | 84818019 | 500363C 00001 | 500363C 00001
506693H | SATELLITE MODULES | SATELLITE MODULES | IVARSAT-H VERSIONE SPC | UE | IVARSAT | 1905.21 | 0 | 1 | 0 | 1 | 84811099 | 506693H 00001 | 506693H 00001
506696H | SATELLITE MODULES | SATELLITE MODULES | IVARSAT H VNR X DIMA | UE | IVARSAT | 1525.03 | 9.4 | 1 | 0 | 1 | 84811099 | 506696H 00001 | 506696H 00001
506697H | SATELLITE MODULES | SATELLITE MODULES | IVARSAT H X DIMA | UE | IVARSAT | 1477.22 | 9.8 | 1 | 0 | 1 | 84811099 | 506697H 00001 | 506697H 00001
506697H1 | SATELLITE MODULES | SATELLITE MODULES | IVARSAT H1 X DIMA | UE | IVARSAT | 1526.27 | 0 | 1 | 1 | 1 | 84811099 | 506697H1 00001 | 506697H1 00001
506697HL | SATELLITE MODULES | SATELLITE MODULES | IVARSAT HL X DIMA | UE | IVARSAT | 2087.48 | 0 | 1 | 1 | 1 | 84811099 | 506697HL 00001 | 506697HL 00001
506697HL1 | SATELLITE MODULES | SATELLITE MODULES | IVARSAT HL1 X DIMA | UE | IVARSAT | 2120.45 | 0 | 1 | 1 | 1 | 84811099 | 506697HL1 00001 | 506697HL1 00001
506697HLE | SATELLITE MODULES | SATELLITE MODULES | IVARSAT HLE X DIMA | UE | IVARSAT | 2326.91 | 14.4 | 1 | 0 | 1 | 84811099 | 506697HLE 00001 | 506697HLE 00001
506697HLE1 | SATELLITE MODULES | SATELLITE MODULES | IVARSAT HLE1 X DIMA | UE | IVARSAT | 2359.88 | 0 | 1 | 1 | 1 | 84811099 | 506697HLE1 00001 | 506697HLE1 00001
506697HLR | SATELLITE MODULES | SATELLITE MODULES | IVARSAT HLR X DIMA | UE | IVARSAT | 2491.64 | 0 | 1 | 1 | 1 | 84811099 | 506697HLR 00001 | 506697HLR 00001
506697HLR1 | SATELLITE MODULES | SATELLITE MODULES | IVARSAT HLR1 X DIMA | UE | IVARSAT | 2524.62 | 17.2 | 1 | 1 | 1 | 84811099 | 506697HLR1 00001 | 506697HLR1 00001
506697HLRE | SATELLITE MODULES | SATELLITE MODULES | IVARSAT HLRE X DIMA | UE | IVARSAT | 2863.45 | 0 | 1 | 1 | 1 | 84811099 | 506697HLRE 00001 | 506697HLRE 00001
506697HLRE1 | SATELLITE MODULES | SATELLITE MODULES | IVARSAT HLRE1 X DIMA | UE | IVARSAT | 2896.43 | 0 | 1 | 1 | 1 | 84811099 | 506697HLRE1 00001 | 506697HLRE1 00001
506697HR | SATELLITE MODULES | SATELLITE MODULES | IVARSAT HR X DIMA | UE | IVARSAT | 2043.06 | 0 | 1 | 1 | 1 | 84811099 | 506697HR 00001 | 506697HR 00001
506697HR1 | SATELLITE MODULES | SATELLITE MODULES | IVARSAT HR1 X DIMA | UE | IVARSAT | 2062.83 | 0 | 1 | 1 | 1 | 84811099 | 506697HR1 00001 | 506697HR1 00001
506697L | SATELLITE MODULES | SATELLITE MODULES | IVARSAT L X DIMA | UE | IVARSAT | 1976.95 | 0 | 1 | 0 | 1 | 84811099 | 506697L 00001 | 506697L 00001
506697L1 | SATELLITE MODULES | SATELLITE MODULES | IVARSAT L1 X DIMA | UE | IVARSAT | 2009.92 | 0 | 1 | 1 | 1 | 84811099 | 506697L1 00001 | 506697L1 00001
506697LE | SATELLITE MODULES | SATELLITE MODULES | IVARSAT LE X DIMA | UE | IVARSAT | 2216.38 | 15 | 1 | 0 | 1 | 84811099 | 506697LE 00001 | 506697LE 00001
506697LE1 | SATELLITE MODULES | SATELLITE MODULES | IVARSAT LE1 X DIMA | UE | IVARSAT | 2249.36 | 0 | 1 | 1 | 1 | 84811099 | 506697LE1 00001 | 506697LE1 00001
506697LR | SATELLITE MODULES | SATELLITE MODULES | IVARSAT LR X DIMA | UE | IVARSAT | 2513.5 | 0 | 1 | 1 | 1 | 84811099 | 506697LR 00001 | 506697LR 00001
506697LR1 | SATELLITE MODULES | SATELLITE MODULES | IVARSAT LR1 X DIMA | UE | IVARSAT | 2546.48 | 0 | 1 | 1 | 1 | 84811099 | 506697LR1 00001 | 506697LR1 00001
506697LRE | SATELLITE MODULES | SATELLITE MODULES | IVARSAT LRE X DIMA | UE | IVARSAT | 2752.94 | 0 | 1 | 1 | 1 | 84811099 | 506697LRE 00001 | 506697LRE 00001
506697LRE1 | SATELLITE MODULES | SATELLITE MODULES | IVARSAT LRE1 X DIMA | UE | IVARSAT | 2785.9 | 0 | 1 | 1 | 1 | 84811099 | 506697LRE1 00001 | 506697LRE1 00001
506698H | SATELLITE MODULES | SATELLITE MODULES | DIMA IVARSAT H | UE | IVARSAT | 300.7 | 3.1 | 2 | 0 | 2 | 84811099 | 506698H 00002 | 506698H 00002
506698H1 | SATELLITE MODULES | SATELLITE MODULES | DIMA IVARSAT H1 | UE | IVARSAT | 322.62 | 3.4 | 1 | 0 | 1 | 84811099 | 506698H1 00001 | 506698H1 00001
506698HL | SATELLITE MODULES | SATELLITE MODULES | DIMA IVARSAT HL/HLE | UE | IVARSAT | 371.84 | 4.2 | 1 | 0 | 1 | 84811099 | 506698HL 00001 | 506698HL 00001
506698HL1 | SATELLITE MODULES | SATELLITE MODULES | DIMA IVARSAT HL1/HLE1 | UE | IVARSAT | 375.68 | 0 | 1 | 1 | 1 | 84811099 | 506698HL1 00001 | 506698HL1 00001
506698HLR | SATELLITE MODULES | SATELLITE MODULES | DIMA IVARSAT HLR/HLRE | UE | IVARSAT | 375.68 | 0 | 1 | 1 | 1 | 84811099 | 506698HLR 00001 | 506698HLR 00001
506698HLR1 | SATELLITE MODULES | SATELLITE MODULES | DIMA IVARSAT HLR1/HLRE1 | UE | IVARSAT | 400.4 | 4.6 | 1 | 0 | 1 | 84811099 | 506698HLR1 00001 | 506698HLR1 00001
506698HR | SATELLITE MODULES | SATELLITE MODULES | DIMA IVARSAT HR | UE | IVARSAT | 308.92 | 0 | 1 | 1 | 1 | 84811099 | 506698HR 00001 | 506698HR 00001
506698HR1 | SATELLITE MODULES | SATELLITE MODULES | DIMA IVARSAT HR1 | UE | IVARSAT | 323.2 | 0 | 1 | 1 | 1 | 84811099 | 506698HR1 00001 | 506698HR1 00001
506698L | SATELLITE MODULES | SATELLITE MODULES | DIMA IVARSAT L/LE | UE | IVARSAT | 324.63 | 3.6 | 1 | 1 | 1 | 84811099 | 506698L 00001 | 506698L 00001
506698L1 | SATELLITE MODULES | SATELLITE MODULES | DIMA IVARSAT L1/LE1 | UE | IVARSAT | 338.92 | 0 | 1 | 1 | 1 | 84811099 | 506698L1 00001 | 506698L1 00001
506698LR | SATELLITE MODULES | SATELLITE MODULES | DIMA IVARSAT LR/LRE | UE | IVARSAT | 338.92 | 0 | 1 | 1 | 1 | 84811099 | 506698LR 00001 | 506698LR 00001
506698LR1 | SATELLITE MODULES | SATELLITE MODULES | DIMA IVARSAT LR1/LRE1 | UE | IVARSAT | 353.2 | 0 | 1 | 1 | 1 | 84811099 | 506698LR1 00001 | 506698LR1 00001
506699H | SATELLITE MODULES | SATELLITE MODULES | IVAR SAT H TELAIO | UE | IVARSAT | 1850.39 | 14.2 | 1 | 0 | 1 | 84818019 | 506699H 00001 | 506699H 00001
506699H1 | SATELLITE MODULES | SATELLITE MODULES | IVAR SAT H TELAIO 2H | UE | IVARSAT | 1917.33 | 12.8 | 1 | 0 | 1 | 84818019 | 506699H1 00001 | 506699H1 00001
506699HL | SATELLITE MODULES | SATELLITE MODULES | IVAR SAT HL TELAIO | UE | IVARSAT | 2536.56 | 0 | 1 | 0 | 1 | 84818019 | 506699HL 00001 | 506699HL 00001
506699HL1 | SATELLITE MODULES | SATELLITE MODULES | IVAR SAT HL TELAIO 2H | UE | IVARSAT | 2587.44 | 15.4 | 1 | 0 | 1 | 84818019 | 506699HL1 00001 | 506699HL1 00001
506699HLE | SATELLITE MODULES | SATELLITE MODULES | IVAR SAT HL TELAIO E | UE | IVARSAT | 2775.98 | 19.2 | 1 | 0 | 1 | 84818019 | 506699HLE 00001 | 506699HLE 00001
506699HLE1 | SATELLITE MODULES | SATELLITE MODULES | IVAR SAT HL TELAIO 2H E | UE | IVARSAT | 2826.88 | 0 | 1 | 0 | 1 | 84818019 | 506699HLE1 00001 | 506699HLE1 00001
506699HLR | SATELLITE MODULES | SATELLITE MODULES | IVAR SAT HLR TELAIO | UE | IVARSAT | 3091.01 | 21.2 | 1 | 0 | 1 | 84818019 | 506699HLR 00001 | 506699HLR 00001
506699HLR1 | SATELLITE MODULES | SATELLITE MODULES | IVAR SAT HLR TELAIO 2H | UE | IVARSAT | 3141.87 | 0 | 1 | 0 | 1 | 84818019 | 506699HLR1 00001 | 506699HLR1 00001
506699HLRE | SATELLITE MODULES | SATELLITE MODULES | IVAR SAT HLR TELAIO E | UE | IVARSAT | 3330.45 | 19.4 | 1 | 0 | 1 | 84818019 | 506699HLRE 00001 | 506699HLRE 00001
506699HLRE1 | SATELLITE MODULES | SATELLITE MODULES | IVAR SAT HLR TELAIO 2H E | UE | IVARSAT | 3381.33 | 0 | 1 | 0 | 1 | 84818019 | 506699HLRE1 00001 | 506699HLRE1 00001
506699HR | SATELLITE MODULES | SATELLITE MODULES | IVAR SAT HR TELAIO | UE | IVARSAT | 2434.12 | 14 | 1 | 0 | 1 | 84818019 | 506699HR 00001 | 506699HR 00001
506699HR1 | SATELLITE MODULES | SATELLITE MODULES | IVAR SAT HR TELAIO 2H | UE | IVARSAT | 2471.77 | 14.6 | 1 | 0 | 1 | 84818019 | 506699HR1 00001 | 506699HR1 00001
506699L | SATELLITE MODULES | SATELLITE MODULES | IVAR SAT L TELAIO | UE | IVARSAT | 2381.03 | 18 | 1 | 0 | 1 | 84818019 | 506699L 00001 | 506699L 00001
506699L1 | SATELLITE MODULES | SATELLITE MODULES | IVAR SAT L TELAIO 2H | UE | IVARSAT | 2431.91 | 0 | 1 | 0 | 1 | 84818019 | 506699L1 00001 | 506699L1 00001
506699LE | SATELLITE MODULES | SATELLITE MODULES | IVAR SAT L TELAIO E | UE | IVARSAT | 2620.47 | 17.4 | 1 | 0 | 1 | 84818019 | 506699LE 00001 | 506699LE 00001
506699LE1 | SATELLITE MODULES | SATELLITE MODULES | IVAR SAT L TELAIO 2H E | UE | IVARSAT | 2671.34 | 19.2 | 1 | 0 | 1 | 84818019 | 506699LE1 00001 | 506699LE1 00001
506699LEC | SATELLITE MODULES | SATELLITE MODULES | IVAR SAT L CAS.INC. E | UE | IVARSAT | 2862.35 | 32.2 | 1 | 1 | 1 | 84818019 | 506699LEC 00001 | 506699LEC 00001
506699LR | SATELLITE MODULES | SATELLITE MODULES | IVAR SAT LR TELAIO | UE | IVARSAT | 2935.48 | 19.6 | 1 | 0 | 1 | 84818019 | 506699LR 00001 | 506699LR 00001
506699LR1 | SATELLITE MODULES | SATELLITE MODULES | IVAR SAT LR TELAIO 2H | UE | IVARSAT | 2986.38 | 0 | 1 | 0 | 1 | 84818019 | 506699LR1 00001 | 506699LR1 00001
506699LRE | SATELLITE MODULES | SATELLITE MODULES | IVAR SAT LR TELAIO E | UE | IVARSAT | 3174.9 | 18.6 | 1 | 0 | 1 | 84818019 | 506699LRE 00001 | 506699LRE 00001
506699LRE1 | SATELLITE MODULES | SATELLITE MODULES | IVAR SAT LR TELAIO 2H E | UE | IVARSAT | 3225.8 | 0 | 1 | 0 | 1 | 84818019 | 506699LRE1 00001 | 506699LRE1 00001
RIC-0DISPL0 | SATELLITE MODULES | SATELLITE MODULES | RICAMBIO DISPLAY MODULO HIU | UE | IVARSAT | 88.4 | 0 | 1 | 16 | 16 | 0 | RIC-0DISPL0 00001 | RIC-0DISPL0 00016
RIC-0FLUX00 | SATELLITE MODULES | SATELLITE MODULES | RICAMBIO FLUSSIMETRO | UE | IVARSAT | 42.9 | 0.04 | 1 | 9 | 9 | 0 | RIC-0FLUX00 00001 | RIC-0FLUX00 00009
RIC-0SCHIU0 | SATELLITE MODULES | SATELLITE MODULES | RICAMBIO SCHEDA BASE MODULO HI | UE | IVARSAT | 228 | 0 | 1 | 0 | 1 | 0 | RIC-0SCHIU0 00001 | RIC-0SCHIU0 00001
RIC-602982 | SATELLITE MODULES | SATELLITE MODULES | RICAMBIO VIT.MOT HIU | UE | IVARSAT | 165 | 0.18 | 1 | 28 | 28 | 0 | RIC-602982 00001 | RIC-602982 00028
RIC-603412 | SATELLITE MODULES | SATELLITE MODULES | RICAMBIO VIT.MOT HIU 4 TUBI | UE | IVARSAT | 37.9 | 0.115 | 1 | 28 | 28 | 0 | RIC-603412 00001 | RIC-603412 00028
78400 | SATELLITE MODULES | DHW -FRESH WATER PRODUCER | FL FLUSS.20-400L/MIN. IVFS | Z8 | DHW -FRESH WATER PRODUCER | 649.95 | 1.016 | 1 | 0 | 1 | 0 | 78400 00001 | 78400 00001
81215 | SATELLITE MODULES | DHW -FRESH WATER PRODUCER | SC SONDA CONTATTO - PT1000 | Z8 | DHW -FRESH WATER PRODUCER | 29.62 | 0.062 | 1 | 1 | 1 | 90251900 | 81215 00001 | 81215 00001
501625 | SATELLITE MODULES | DHW -FRESH WATER PRODUCER | KIT MIX SAP.20-40 | Z8 | DHW -FRESH WATER PRODUCER | 128.12 | 1.17 | 8 | 0 | 8 | 84195080 | 501625 00008 | 501625 00008
501626 | SATELLITE MODULES | DHW -FRESH WATER PRODUCER | KIT RIC. SAP-C 20-40 | Z8 | DHW -FRESH WATER PRODUCER | 309.36 | 2.124 | 5 | 0 | 5 | 84195080 | 501626 00005 | 501626 00005
502304 | SATELLITE MODULES | DHW -FRESH WATER PRODUCER | RIC.PROD.SAN.BIG | Z8 | DHW -FRESH WATER PRODUCER | 343.14 | 2.412 | 1 | 0 | 1 | 84195080 | 502304 00001 | 502304 00001
502305 | SATELLITE MODULES | DHW -FRESH WATER PRODUCER | RIC.PROD.SAN.SMALL | Z8 | DHW -FRESH WATER PRODUCER | 317.17 | 2.171 | 1 | 0 | 1 | 84195080 | 502305 00001 | 502305 00001
IKK01 | SATELLITE MODULES | DHW -FRESH WATER PRODUCER | REG.CASCATA SAP/SAP-C | Z8 | DHW -FRESH WATER PRODUCER | 1022.34 | 0.425 | 1 | 1 | 1 | 90321020 | IKK01 00001 | IKK01 00001
IKK02 | SATELLITE MODULES | DHW -FRESH WATER PRODUCER | REG.CASCATA SAP/SAP-C + AL/RIC | Z8 | DHW -FRESH WATER PRODUCER | 1054.69 | 0.453 | 1 | 0 | 1 | 90321020 | IKK02 00001 | IKK02 00001
IKLRQ24A | SATELLITE MODULES | DHW -FRESH WATER PRODUCER | ATTUATORE ROTATIVO AC/DC 24V | Z8 | DHW -FRESH WATER PRODUCER | 788.91 | 0.987 | 1 | 0 | 1 | 85012000 | IKLRQ24A 00001 | IKLRQ24A 00001
IKR415D | SATELLITE MODULES | DHW -FRESH WATER PRODUCER | V.SFERA 2VIE 1 X SAP CASCATA | Z8 | DHW -FRESH WATER PRODUCER | 496.62 | 0.3699 | 1 | 0 | 1 | 84818081 | IKR415D 00001 | IKR415D 00001
SAP-100 | SATELLITE MODULES | DHW -FRESH WATER PRODUCER | PRODUTTORE SAN.100L/MIN | Z8 | DHW -FRESH WATER PRODUCER | 4012.73 | 30.4 | 1 | 0 | 1 | 84191900 | SAP-100 00001 | SAP-100 00001
SAP-100E | SATELLITE MODULES | DHW -FRESH WATER PRODUCER | PRODUTTORE SAN.100L/MIN | Z8 | DHW -FRESH WATER PRODUCER | 4652.56 | 29 | 1 | 0 | 1 | 84191900 | SAP-100E 00001 | SAP-100E 00001
SAP-100R | SATELLITE MODULES | DHW -FRESH WATER PRODUCER | PRODUTTORE SAN.100L/MIN+RIC. | Z8 | DHW -FRESH WATER PRODUCER | 4355.87 | 37 | 1 | 0 | 1 | 84191900 | SAP-100R 00001 | SAP-100R 00001
SAP-100RE | SATELLITE MODULES | DHW -FRESH WATER PRODUCER | PRODUTTORE SAN.100L/MIN+RIC. | Z8 | DHW -FRESH WATER PRODUCER | 4995.7 | 31.4 | 1 | 0 | 1 | 84191900 | SAP-100RE 00001 | SAP-100RE 00001
SAP-30M | SATELLITE MODULES | DHW -FRESH WATER PRODUCER | PRODUTTORE SAN.30L/MIN+MIX | Z8 | DHW -FRESH WATER PRODUCER | 3268.47 | 26.2 | 1 | 0 | 1 | 84191900 | SAP-30M 00001 | SAP-30M 00001
SAP-30ME | SATELLITE MODULES | DHW -FRESH WATER PRODUCER | PRODUTTORE SAN.30L/MIN+MIX | Z8 | DHW -FRESH WATER PRODUCER | 3388.43 | 0 | 1 | 0 | 1 | 84191900 | SAP-30ME 00001 | SAP-30ME 00001
SAP-30MR | SATELLITE MODULES | DHW -FRESH WATER PRODUCER | PRODUTTORE SAN.30L/MIN+MIX+RIC | Z8 | DHW -FRESH WATER PRODUCER | 3585.64 | 26.2 | 1 | 0 | 1 | 84191900 | SAP-30MR 00001 | SAP-30MR 00001
SAP-30MRE | SATELLITE MODULES | DHW -FRESH WATER PRODUCER | PRODUTTORE SAN.30L/MIN+MIX+RIC | Z8 | DHW -FRESH WATER PRODUCER | 3705.6 | 23 | 1 | 0 | 1 | 84191900 | SAP-30MRE 00001 | SAP-30MRE 00001
SAP-35 | SATELLITE MODULES | DHW -FRESH WATER PRODUCER | PRODUTTORE SAN.35L/MIN | Z8 | DHW -FRESH WATER PRODUCER | 3024.33 | 21.2 | 1 | 0 | 1 | 84191900 | SAP-35 00001 | SAP-35 00001
SAP-35E | SATELLITE MODULES | DHW -FRESH WATER PRODUCER | PRODUTTORE SAN.35L/MIN | Z8 | DHW -FRESH WATER PRODUCER | 3144.29 | 20.4 | 1 | 0 | 1 | 84191900 | SAP-35E 00001 | SAP-35E 00001
SAP-35R | SATELLITE MODULES | DHW -FRESH WATER PRODUCER | PRODUTTORE SAN.35L/MIN+RIC. | Z8 | DHW -FRESH WATER PRODUCER | 3341.5 | 24 | 1 | 0 | 1 | 84191900 | SAP-35R 00001 | SAP-35R 00001
SAP-35RE | SATELLITE MODULES | DHW -FRESH WATER PRODUCER | PRODUTTORE SAN.35L/MIN+RIC. | Z8 | DHW -FRESH WATER PRODUCER | 3461.46 | 22.8 | 1 | 1 | 1 | 84191900 | SAP-35RE 00001 | SAP-35RE 00001
SAP-40M | SATELLITE MODULES | DHW -FRESH WATER PRODUCER | PRODUTTORE SAN.40L/MIN+MIX | Z8 | DHW -FRESH WATER PRODUCER | 3375.89 | 25.4 | 1 | 0 | 1 | 84191900 | SAP-40M 00001 | SAP-40M 00001
SAP-40ME | SATELLITE MODULES | DHW -FRESH WATER PRODUCER | PRODUTTORE SAN.40L/MIN+MIX | Z8 | DHW -FRESH WATER PRODUCER | 3495.86 | 24.6 | 1 | 0 | 1 | 84191900 | SAP-40ME 00001 | SAP-40ME 00001
SAP-40MR | SATELLITE MODULES | DHW -FRESH WATER PRODUCER | PRODUTTORE SAN.40L/MIN+MIX+RIC | Z8 | DHW -FRESH WATER PRODUCER | 3693.04 | 30 | 1 | 0 | 1 | 84191900 | SAP-40MR 00001 | SAP-40MR 00001
SAP-40MRE | SATELLITE MODULES | DHW -FRESH WATER PRODUCER | PRODUTTORE SAN.40L/MIN+MIX+RIC | Z8 | DHW -FRESH WATER PRODUCER | 3813 | 26.6 | 1 | 0 | 1 | 84191900 | SAP-40MRE 00001 | SAP-40MRE 00001
SAP-45 | SATELLITE MODULES | DHW -FRESH WATER PRODUCER | PRODUTTORE SAN.45L/MIN | Z8 | DHW -FRESH WATER PRODUCER | 3051.31 | 23 | 1 | 0 | 1 | 84191900 | SAP-45 00001 | SAP-45 00001
SAP-45E | SATELLITE MODULES | DHW -FRESH WATER PRODUCER | PRODUTTORE SAN.45L/MIN | Z8 | DHW -FRESH WATER PRODUCER | 3171.28 | 22 | 1 | 0 | 1 | 84191900 | SAP-45E 00001 | SAP-45E 00001
SAP-45R | SATELLITE MODULES | DHW -FRESH WATER PRODUCER | PRODUTTORE SAN.45L/MIN+RIC. | Z8 | DHW -FRESH WATER PRODUCER | 3368.47 | 24.6 | 1 | 0 | 1 | 84191900 | SAP-45R 00001 | SAP-45R 00001
SAP-45RE | SATELLITE MODULES | DHW -FRESH WATER PRODUCER | PRODUTTORE SAN.45L/MIN+RIC. | Z8 | DHW -FRESH WATER PRODUCER | 3488.45 | 24.4 | 1 | 1 | 1 | 84191900 | SAP-45RE 00001 | SAP-45RE 00001
SAP-50M | SATELLITE MODULES | DHW -FRESH WATER PRODUCER | PRODUTTORE SAN.50L/MIN+MIX | Z8 | DHW -FRESH WATER PRODUCER | 3596.01 | 0 | 1 | 0 | 1 | 84191900 | SAP-50M 00001 | SAP-50M 00001
SAP-50ME | SATELLITE MODULES | DHW -FRESH WATER PRODUCER | PRODUTTORE SAN.50L/MIN+MIX | Z8 | DHW -FRESH WATER PRODUCER | 3715.97 | 28.2 | 1 | 0 | 1 | 84191900 | SAP-50ME 00001 | SAP-50ME 00001
SAP-50MR | SATELLITE MODULES | DHW -FRESH WATER PRODUCER | PRODUTTORE SAN.50L/MIN+MIX+RIC | Z8 | DHW -FRESH WATER PRODUCER | 3913.17 | 31.2 | 1 | 0 | 1 | 84191900 | SAP-50MR 00001 | SAP-50MR 00001
SAP-50MRE | SATELLITE MODULES | DHW -FRESH WATER PRODUCER | PRODUTTORE SAN.50L/MIN+MIX+RIC | Z8 | DHW -FRESH WATER PRODUCER | 4033.14 | 36.6 | 1 | 1 | 1 | 84191900 | SAP-50MRE 00001 | SAP-50MRE 00001
SAP-60 | SATELLITE MODULES | DHW -FRESH WATER PRODUCER | PRODUTTORE SAN.60L/MIN | Z8 | DHW -FRESH WATER PRODUCER | 3367.07 | 27 | 1 | 0 | 1 | 84191900 | SAP-60 00001 | SAP-60 00001
SAP-60E | SATELLITE MODULES | DHW -FRESH WATER PRODUCER | PRODUTTORE SAN.60L/MIN | Z8 | DHW -FRESH WATER PRODUCER | 3487.03 | 26.2 | 1 | 1 | 1 | 84191900 | SAP-60E 00001 | SAP-60E 00001
SAP-60R | SATELLITE MODULES | DHW -FRESH WATER PRODUCER | PRODUTTORE SAN.60L/MIN+RIC. | Z8 | DHW -FRESH WATER PRODUCER | 3684.24 | 29 | 1 | 0 | 1 | 84191900 | SAP-60R 00001 | SAP-60R 00001
SAP-60RE | SATELLITE MODULES | DHW -FRESH WATER PRODUCER | PRODUTTORE SAN.60L/MIN+RIC. | Z8 | DHW -FRESH WATER PRODUCER | 3804.2 | 28 | 1 | 0 | 1 | 84191900 | SAP-60RE 00001 | SAP-60RE 00001
SAP-70M | SATELLITE MODULES | DHW -FRESH WATER PRODUCER | PRODUTTORE SAN.70L/MIN+MIX | Z8 | DHW -FRESH WATER PRODUCER | 3832.07 | 0 | 1 | 0 | 1 | 84191900 | SAP-70M 00001 | SAP-70M 00001
SAP-70ME | SATELLITE MODULES | DHW -FRESH WATER PRODUCER | PRODUTTORE SAN.70L/MIN+MIX | Z8 | DHW -FRESH WATER PRODUCER | 4359.49 | 29.8 | 1 | 0 | 1 | 84191900 | SAP-70ME 00001 | SAP-70ME 00001
SAP-70MR | SATELLITE MODULES | DHW -FRESH WATER PRODUCER | PRODUTTORE SAN.70L/MIN+MIX+RIC | Z8 | DHW -FRESH WATER PRODUCER | 4175.2 | 35.4 | 1 | 0 | 1 | 84191900 | SAP-70MR 00001 | SAP-70MR 00001
SAP-70MRE | SATELLITE MODULES | DHW -FRESH WATER PRODUCER | PRODUTTORE SAN.70L/MIN+MIX+RIC | Z8 | DHW -FRESH WATER PRODUCER | 4702.62 | 33 | 1 | 1 | 1 | 84191900 | SAP-70MRE 00001 | SAP-70MRE 00001
SAP-80 | SATELLITE MODULES | DHW -FRESH WATER PRODUCER | PRODUTTORE SAN.80L/MIN | Z8 | DHW -FRESH WATER PRODUCER | 3603.13 | 37 | 1 | 0 | 1 | 84191900 | SAP-80 00001 | SAP-80 00001
SAP-80E | SATELLITE MODULES | DHW -FRESH WATER PRODUCER | PRODUTTORE SAN.80L/MIN | Z8 | DHW -FRESH WATER PRODUCER | 4130.57 | 27.4 | 1 | 0 | 1 | 84191900 | SAP-80E 00001 | SAP-80E 00001
SAP-80R | SATELLITE MODULES | DHW -FRESH WATER PRODUCER | PRODUTTORE SAN.80L/MIN+RIC. | Z8 | DHW -FRESH WATER PRODUCER | 3946.27 | 32 | 1 | 0 | 1 | 84191900 | SAP-80R 00001 | SAP-80R 00001
SAP-80RE | SATELLITE MODULES | DHW -FRESH WATER PRODUCER | PRODUTTORE SAN.80L/MIN+RIC. | Z8 | DHW -FRESH WATER PRODUCER | 4473.7 | 30 | 1 | 1 | 1 | 84191900 | SAP-80RE 00001 | SAP-80RE 00001
SAP-90M | SATELLITE MODULES | DHW -FRESH WATER PRODUCER | PRODUTTORE SAN.90L/MIN+MIX | Z8 | DHW -FRESH WATER PRODUCER | 4241.67 | 33.2 | 1 | 0 | 1 | 84191900 | SAP-90M 00001 | SAP-90M 00001
SAP-90ME | SATELLITE MODULES | DHW -FRESH WATER PRODUCER | PRODUTTORE SAN.90L/MIN+MIX | Z8 | DHW -FRESH WATER PRODUCER | 4880.46 | 31.8 | 1 | 1 | 1 | 84191900 | SAP-90ME 00001 | SAP-90ME 00001
SAP-90MR | SATELLITE MODULES | DHW -FRESH WATER PRODUCER | PRODUTTORE SAN.90L/MIN+MIX+RIC | Z8 | DHW -FRESH WATER PRODUCER | 4584.81 | 37.3 | 1 | 0 | 1 | 84191900 | SAP-90MR 00001 | SAP-90MR 00001
SAP-90MRE | SATELLITE MODULES | DHW -FRESH WATER PRODUCER | PRODUTTORE SAN.90L/MIN+MIX+RIC | Z8 | DHW -FRESH WATER PRODUCER | 5223.58 | 36 | 1 | 1 | 1 | 84191900 | SAP-90MRE 00001 | SAP-90MRE 00001
SAP-C-25ME | SATELLITE MODULES | DHW -FRESH WATER PRODUCER | PROD.SAN.COMP.25L/MIN+MIX | Z8 | DHW -FRESH WATER PRODUCER | 2664.22 | 13.8 | 1 | 0 | 1 | 84191900 | SAP-C-25ME 00001 | SAP-C-25ME 00001
SAP-C-25MRE | SATELLITE MODULES | DHW -FRESH WATER PRODUCER | PROD.SAN.COMP.25L/MIN+MIX+RIC. | Z8 | DHW -FRESH WATER PRODUCER | 2981.4 | 17.6 | 1 | 0 | 1 | 84191900 | SAP-C-25MRE 00001 | SAP-C-25MRE 00001
SAP-C-30E | SATELLITE MODULES | DHW -FRESH WATER PRODUCER | PROD.SAN.COMP.30L/MIN | Z8 | DHW -FRESH WATER PRODUCER | 2575.63 | 12.6 | 1 | 0 | 1 | 84191900 | SAP-C-30E 00001 | SAP-C-30E 00001
SAP-C-30RE | SATELLITE MODULES | DHW -FRESH WATER PRODUCER | PROD.SAN.COMP.30L/MIN+RIC. | Z8 | DHW -FRESH WATER PRODUCER | 2892.78 | 12.8 | 1 | 0 | 1 | 84191900 | SAP-C-30RE 00001 | SAP-C-30RE 00001
SAP-C-35ME | SATELLITE MODULES | DHW -FRESH WATER PRODUCER | PROD.SAN.COMP.35L/MIN+MIX | Z8 | DHW -FRESH WATER PRODUCER | 2771.65 | 15.6 | 1 | 0 | 1 | 84191900 | SAP-C-35ME 00001 | SAP-C-35ME 00001
SAP-C-35MRE | SATELLITE MODULES | DHW -FRESH WATER PRODUCER | PROD.SAN.COMP.35L/MIN+MIX+RIC | Z8 | DHW -FRESH WATER PRODUCER | 3088.82 | 17.6 | 1 | 0 | 1 | 84191900 | SAP-C-35MRE 00001 | SAP-C-35MRE 00001
SAP-C-40E | SATELLITE MODULES | DHW -FRESH WATER PRODUCER | PROD.SAN.COMP.40L/MIN | Z8 | DHW -FRESH WATER PRODUCER | 2683.04 | 14.6 | 1 | 0 | 1 | 84191900 | SAP-C-40E 00001 | SAP-C-40E 00001
SAP-C-40RE | SATELLITE MODULES | DHW -FRESH WATER PRODUCER | PROD.SAN.COMP.40L/MIN+RIC. | Z8 | DHW -FRESH WATER PRODUCER | 3000.2 | 16.8 | 1 | 0 | 1 | 84191900 | SAP-C-40RE 00001 | SAP-C-40RE 00001
506084 | SANITARY SYSTEMS | IS BOX | PLACCA ESTET.BIANCA IS-BOX | OC | IS BOX | 2.729 | 0.055 | 1 | 0 | 1 | 39259080 | 506084 00001 | 506084 00001
506592 | SANITARY SYSTEMS | IS BOX | IS BOX BASE BIANCO | OC | IS BOX | 170.42 | 1.82 | 1 | 4 | 4 | 74122000 | 506592 00001 | 506592 00004
506593 | SANITARY SYSTEMS | IS BOX | IS BOX ISPEZIONABILE BIANCO | OC | IS BOX | 179.88 | 2.907 | 1 | 4 | 4 | 74122000 | 506593 00001 | 506593 00004
506594 | SANITARY SYSTEMS | IS BOX | IS BOX BASE + MANOPOLE BIANCO | OC | IS BOX | 214.35 | 2.4 | 1 | 4 | 4 | 74122000 | 506594 00001 | 506594 00004
506595 | SANITARY SYSTEMS | IS BOX | IS BOX ISPEZIONABILE + MA.B. | OC | IS BOX | 223.8 | 2.646 | 1 | 4 | 4 | 74122000 | 506595 00001 | 506595 00004
506650 | SANITARY SYSTEMS | IS BOX | KIT 1 IS BOX BIANCO | OC | IS BOX | 51.56 | 0.444 | 1 | 8 | 8 | 74122000 | 506650 00001 | 506650 00008
506651 | SANITARY SYSTEMS | IS BOX | KIT 2 IS BOX BIANCO | OC | IS BOX | 9.47 | 0.219 | 1 | 0 | 1 | 39269097 | 506651 00001 | 506651 00001
506652 | SANITARY SYSTEMS | IS BOX | KIT 3 PLACCA ESTET.BIANCA | OC | IS BOX | 2.907 | 0.044 | 1 | 0 | 1 | 39269097 | 506652 00001 | 506652 00001
506664 | SANITARY SYSTEMS | IS BOX | IS-BOX MPLUS X SCAT.S | OC | IS BOX | 226.35 | 0.993 | 1 | 0 | 1 | 74122000 | 506664 00001 | 506664 00001
506684 | SANITARY SYSTEMS | IS BOX | IS-BOX PLUS X SCAT.S | OC | IS BOX | 71.34 | 0.559 | 1 | 0 | 1 | 74122000 | 506684 00001 | 506684 00001
506084CR | SANITARY SYSTEMS | IS BOX | PLACCA ESTET.CR IS-BOX | OC | IS BOX | 11.76 | 0.055 | 1 | 0 | 1 | 0 | 506084CR 00001 | 506084CR 00001
506592CR | SANITARY SYSTEMS | IS BOX | IS BOX BASE CR | OC | IS BOX | 177.86 | 2.14 | 1 | 4 | 4 | 74122000 | 506592CR 00001 | 506592CR 00004
506593CR | SANITARY SYSTEMS | IS BOX | IS BOX ISPEZIONABILE CR | OC | IS BOX | 221.91 | 2.264 | 1 | 4 | 4 | 74122000 | 506593CR 00001 | 506593CR 00004
506594CR | SANITARY SYSTEMS | IS BOX | IS BOX BASE + MANOPOLE CR | OC | IS BOX | 223.68 | 2.426 | 1 | 4 | 4 | 74122000 | 506594CR 00001 | 506594CR 00004
506595CR | SANITARY SYSTEMS | IS BOX | IS BOX ISPEZIONABILE + MA.CR | OC | IS BOX | 267.72 | 2.646 | 1 | 4 | 4 | 74122000 | 506595CR 00001 | 506595CR 00004
506650CR | SANITARY SYSTEMS | IS BOX | KIT 1 IS BOX CR | OC | IS BOX | 60.68 | 0.449 | 1 | 8 | 8 | 74122000 | 506650CR 00001 | 506650CR 00008
506651CR | SANITARY SYSTEMS | IS BOX | KIT 2 IS BOX CR | OC | IS BOX | 44.07 | 0.235 | 1 | 0 | 1 | 39269097 | 506651CR 00001 | 506651CR 00001
506652CR | SANITARY SYSTEMS | IS BOX | KIT 3 PLACCA ESTET.CR | OC | IS BOX | 20.25 | 0.048 | 1 | 0 | 1 | 39269097 | 506652CR 00001 | 506652CR 00001
506139 | SANITARY SYSTEMS | SANITARY MANIFOLDS | MCC 03 MAN+VITE+PIASTRINE IVAR | NG | EASY-LOCK | 3.486 | 0.006 | 50 | 8 | 400 | 74122000 | 506139 00050 | 506139 00400
507139 | SANITARY SYSTEMS | SANITARY MANIFOLDS | MCC 05 MAN+VITE+PIASTRINE IVAR | NG | EASY-LOCK | 5.65 | 0.011 | 20 | 4 | 80 | 74122000 | 507139 00020 | 507139 00080
501681N | SANITARY SYSTEMS | SANITARY MANIFOLDS | CS 200N COL.2 USCITE 1"X1/2F | NG | EASY-LOCK | 14.93 | 0.242 | 70 | 0 | 70 | 74122000 | 501681N 00070 | 501681N 00070
501682N | SANITARY SYSTEMS | SANITARY MANIFOLDS | CS 200N COL.3 USCITE 1"X1/2F | NG | EASY-LOCK | 18.55 | 0.325 | 50 | 0 | 50 | 74122000 | 501682N 00050 | 501682N 00050
501683N | SANITARY SYSTEMS | SANITARY MANIFOLDS | CS 200N COL.4 USCITE 1"X1/2F | NG | EASY-LOCK | 23.67 | 0.377 | 30 | 0 | 30 | 74122000 | 501683N 00030 | 501683N 00030
501685N | SANITARY SYSTEMS | SANITARY MANIFOLDS | CS 200N COL.2 USCITE 1" X EK | NG | EASY-LOCK | 14.93 | 0.215 | 70 | 0 | 70 | 74122000 | 501685N 00070 | 501685N 00070
501687N | SANITARY SYSTEMS | SANITARY MANIFOLDS | CS 200N COL.3 USCITE 1" X EK | NG | EASY-LOCK | 18.55 | 0.313 | 50 | 0 | 50 | 74122000 | 501687N 00050 | 501687N 00050
501689N | SANITARY SYSTEMS | SANITARY MANIFOLDS | CS 200N COL.4 USCITE 1" X EK | NG | EASY-LOCK | 23.67 | 0.388 | 30 | 0 | 30 | 74122000 | 501689N 00030 | 501689N 00030
501701N | SANITARY SYSTEMS | SANITARY MANIFOLDS | CS 200N COL.2 USCITE 3/4X1/2F | NG | EASY-LOCK | 13.18 | 0.201 | 80 | 0 | 80 | 74122000 | 501701N 00080 | 501701N 00080
501702N | SANITARY SYSTEMS | SANITARY MANIFOLDS | CS 200N COL.3 USCITE 3/4X1/2F | NG | EASY-LOCK | 15.85 | 0.275 | 54 | 0 | 54 | 74122000 | 501702N 00054 | 501702N 00054
501703N | SANITARY SYSTEMS | SANITARY MANIFOLDS | CS 200N COL.4 USCITE 3/4X1/2F | NG | EASY-LOCK | 20.44 | 0.348 | 40 | 0 | 40 | 74122000 | 501703N 00040 | 501703N 00040
501705N | SANITARY SYSTEMS | SANITARY MANIFOLDS | CS 200N COL.2 USCITE 3/4X EK | NG | EASY-LOCK | 13.18 | 0.193 | 80 | 0 | 80 | 74122000 | 501705N 00080 | 501705N 00080
501707N | SANITARY SYSTEMS | SANITARY MANIFOLDS | CS 200N COL.3 USCITE 3/4X EK | NG | EASY-LOCK | 15.85 | 0.263 | 54 | 0 | 54 | 74122000 | 501707N 00054 | 501707N 00054
501709N | SANITARY SYSTEMS | SANITARY MANIFOLDS | CS 200N COL.4 USCITE 3/4X EK | NG | EASY-LOCK | 20.44 | 0.3404 | 40 | 0 | 40 | 74122000 | 501709N 00040 | 501709N 00040
506304N | SANITARY SYSTEMS | SANITARY MANIFOLDS | CI 400N COL.SAN. 3/4 2U M24 | NG | EASY-LOCK | 20.15 | 0.304 | 55 | 0 | 55 | 74122000 | 506304N 00055 | 506304N 00055
506304NB | SANITARY SYSTEMS | SANITARY MANIFOLDS | CI 400NB COL.SAN. 3/4 2U M24 | NG | EASY-LOCK | 20.15 | 0.3 | 55 | 0 | 55 | 74122000 | 506304NB 00055 | 506304NB 00055
506304NBR | SANITARY SYSTEMS | SANITARY MANIFOLDS | CI 400NBR COL.SAN. 3/4 2U M24 | NG | EASY-LOCK | 22.08 | 0 | 55 | 0 | 55 | 74122000 | 506304NBR 00055 | 506304NBR 00055
506304NR | SANITARY SYSTEMS | SANITARY MANIFOLDS | CI 400NR COL.SAN. 3/4 2U M24 | NG | EASY-LOCK | 20.15 | 0.3 | 55 | 0 | 55 | 74122000 | 506304NR 00055 | 506304NR 00055
506305N | SANITARY SYSTEMS | SANITARY MANIFOLDS | CI 400N COL.SAN. 3/4 3U M24 | NG | EASY-LOCK | 27.09 | 0.425 | 35 | 0 | 35 | 74122000 | 506305N 00035 | 506305N 00035
506305NB | SANITARY SYSTEMS | SANITARY MANIFOLDS | CI 400NB COL.SAN. 3/4 3U M24 | NG | EASY-LOCK | 27.09 | 0.425 | 35 | 0 | 35 | 74122000 | 506305NB 00035 | 506305NB 00035
506305NBR | SANITARY SYSTEMS | SANITARY MANIFOLDS | CI 400NBR COL.SAN. 3/4 3U M24 | NG | EASY-LOCK | 29.43 | 0 | 35 | 0 | 35 | 74122000 | 506305NBR 00035 | 506305NBR 00035
506305NR | SANITARY SYSTEMS | SANITARY MANIFOLDS | CI 400NR COL.SAN. 3/4 3U M24 | NG | EASY-LOCK | 27.09 | 0.425 | 35 | 0 | 35 | 74122000 | 506305NR 00035 | 506305NR 00035
506306N | SANITARY SYSTEMS | SANITARY MANIFOLDS | CI 400N COL.SAN. 3/4 4U M24 | NG | EASY-LOCK | 34.35 | 0.545 | 28 | 0 | 28 | 74122000 | 506306N 00028 | 506306N 00028
506306NB | SANITARY SYSTEMS | SANITARY MANIFOLDS | CI 400NB COL.SAN. 3/4 4U M24 | NG | EASY-LOCK | 34.35 | 0.545 | 28 | 0 | 28 | 74122000 | 506306NB 00028 | 506306NB 00028
506306NBR | SANITARY SYSTEMS | SANITARY MANIFOLDS | CI 400NBR COL.SAN. 3/4 4U M24 | NG | EASY-LOCK | 37.1 | 0 | 28 | 0 | 28 | 74122000 | 506306NBR 00028 | 506306NBR 00028
506306NR | SANITARY SYSTEMS | SANITARY MANIFOLDS | CI 400NR COL.SAN. 3/4 4U M24 | NG | EASY-LOCK | 34.35 | 0.545 | 28 | 0 | 28 | 74122000 | 506306NR 00028 | 506306NR 00028
506312N | SANITARY SYSTEMS | SANITARY MANIFOLDS | CI 400N COL.SAN. 3/4 2U 1/2M | NG | EASY-LOCK | 20.15 | 0 | 55 | 0 | 55 | 74122000 | 506312N 00055 | 506312N 00055
506312NB | SANITARY SYSTEMS | SANITARY MANIFOLDS | CI 400NB COL.SAN. 3/4 2U 1/2M | NG | EASY-LOCK | 20.15 | 0.292 | 55 | 0 | 55 | 74122000 | 506312NB 00055 | 506312NB 00055
506312NBR | SANITARY SYSTEMS | SANITARY MANIFOLDS | CI 400NBR COL.SAN. 3/4 2U 1/2M | NG | EASY-LOCK | 22.08 | 0.2664 | 55 | 0 | 55 | 74122000 | 506312NBR 00055 | 506312NBR 00055
506312NR | SANITARY SYSTEMS | SANITARY MANIFOLDS | CI 400NR COL.SAN. 3/4 2U 1/2M | NG | EASY-LOCK | 20.15 | 0.292 | 55 | 0 | 55 | 74122000 | 506312NR 00055 | 506312NR 00055
506313N | SANITARY SYSTEMS | SANITARY MANIFOLDS | CI 400N COL.SAN. 3/4 3U 1/2M | NG | EASY-LOCK | 27.09 | 0.374 | 35 | 0 | 35 | 74122000 | 506313N 00035 | 506313N 00035
506313NB | SANITARY SYSTEMS | SANITARY MANIFOLDS | CI 400NB COL.SAN. 3/4 3U 1/2M | NG | EASY-LOCK | 27.09 | 0.415 | 35 | 0 | 35 | 74122000 | 506313NB 00035 | 506313NB 00035
506313NBR | SANITARY SYSTEMS | SANITARY MANIFOLDS | CI 400NBR COL.SAN. 3/4 3U 1/2M | NG | EASY-LOCK | 29.43 | 0.3726 | 35 | 0 | 35 | 74122000 | 506313NBR 00035 | 506313NBR 00035
506313NR | SANITARY SYSTEMS | SANITARY MANIFOLDS | CI 400NR COL.SAN. 3/4 3U 1/2M | NG | EASY-LOCK | 27.09 | 0.415 | 35 | 0 | 35 | 74122000 | 506313NR 00035 | 506313NR 00035
506314N | SANITARY SYSTEMS | SANITARY MANIFOLDS | CI 400N COL.SAN. 3/4 4U 1/2M | NG | EASY-LOCK | 34.35 | 0 | 28 | 0 | 28 | 74122000 | 506314N 00028 | 506314N 00028
506314NB | SANITARY SYSTEMS | SANITARY MANIFOLDS | CI 400NB COL.SAN. 3/4 4U 1/2M | NG | EASY-LOCK | 34.35 | 0.538 | 28 | 0 | 28 | 74122000 | 506314NB 00028 | 506314NB 00028
506314NBR | SANITARY SYSTEMS | SANITARY MANIFOLDS | CI 400NBR COL.SAN. 3/4 4U 1/2M | NG | EASY-LOCK | 37.1 | 0.471 | 28 | 0 | 28 | 74122000 | 506314NBR 00028 | 506314NBR 00028
506314NR | SANITARY SYSTEMS | SANITARY MANIFOLDS | CI 400NR COL.SAN. 3/4 4U 1/2M | NG | EASY-LOCK | 34.35 | 0.538 | 28 | 0 | 28 | 74122000 | 506314NR 00028 | 506314NR 00028
506316N | SANITARY SYSTEMS | SANITARY MANIFOLDS | CI 400N COL.SAN. 3/4 2U 1/2 TP | NG | EASY-LOCK | 20.15 | 0 | 55 | 0 | 55 | 74122000 | 506316N 00055 | 506316N 00055
506316NB | SANITARY SYSTEMS | SANITARY MANIFOLDS | CI 400NB COL.SAN.3/4 2U 1/2 TP | NG | EASY-LOCK | 20.15 | 0.309 | 55 | 0 | 55 | 74122000 | 506316NB 00055 | 506316NB 00055
506316NBR | SANITARY SYSTEMS | SANITARY MANIFOLDS | CI 400NBR COL.SAN.3/4 2U 1/2TP | NG | EASY-LOCK | 22.08 | 0.282 | 55 | 0 | 55 | 74122000 | 506316NBR 00055 | 506316NBR 00055
506316NR | SANITARY SYSTEMS | SANITARY MANIFOLDS | CI 400NR COL.SAN.3/4 2U 1/2 TP | NG | EASY-LOCK | 20.15 | 0.31 | 55 | 0 | 55 | 74122000 | 506316NR 00055 | 506316NR 00055
506317N | SANITARY SYSTEMS | SANITARY MANIFOLDS | CI 400N COL.SAN. 3/4 3U 1/2 TP | NG | EASY-LOCK | 27.09 | 0.391 | 35 | 0 | 35 | 74122000 | 506317N 00035 | 506317N 00035
506317NB | SANITARY SYSTEMS | SANITARY MANIFOLDS | CI 400NB COL.SAN.3/4 3U 1/2 TP | NG | EASY-LOCK | 27.09 | 0.438 | 35 | 0 | 35 | 74122000 | 506317NB 00035 | 506317NB 00035
506317NBR | SANITARY SYSTEMS | SANITARY MANIFOLDS | CI 400NBR COL.SAN.3/4 3U 1/2TP | NG | EASY-LOCK | 29.43 | 0.388 | 35 | 0 | 35 | 74122000 | 506317NBR 00035 | 506317NBR 00035
506317NR | SANITARY SYSTEMS | SANITARY MANIFOLDS | CI 400NR COL.SAN.3/4 3U 1/2 TP | NG | EASY-LOCK | 27.09 | 0.438 | 35 | 0 | 35 | 74122000 | 506317NR 00035 | 506317NR 00035
506318N | SANITARY SYSTEMS | SANITARY MANIFOLDS | CI 400N COL.SAN. 3/4 4U 1/2 TP | NG | EASY-LOCK | 34.35 | 0 | 28 | 0 | 28 | 74122000 | 506318N 00028 | 506318N 00028
506318NB | SANITARY SYSTEMS | SANITARY MANIFOLDS | CI 400NB COL.SAN.3/4 4U 1/2 TP | NG | EASY-LOCK | 34.35 | 0.567 | 28 | 0 | 28 | 74122000 | 506318NB 00028 | 506318NB 00028
506318NBR | SANITARY SYSTEMS | SANITARY MANIFOLDS | CI 400NBR COL.SAN.3/4 4U 1/2TP | NG | EASY-LOCK | 37.1 | 0 | 28 | 0 | 28 | 74122000 | 506318NBR 00028 | 506318NBR 00028
506318NR | SANITARY SYSTEMS | SANITARY MANIFOLDS | CI 400NR COL.SAN.3/4 4U 1/2 TP | NG | EASY-LOCK | 34.35 | 0.566 | 28 | 0 | 28 | 74122000 | 506318NR 00028 | 506318NR 00028
506324N | SANITARY SYSTEMS | SANITARY MANIFOLDS | CI 400N COL.SAN. 1" 2U M24 | NG | EASY-LOCK | 22.52 | 0.335 | 45 | 0 | 45 | 74122000 | 506324N 00045 | 506324N 00045
506324NB | SANITARY SYSTEMS | SANITARY MANIFOLDS | CI 400NB COL.SAN. 1" 2U M24 | NG | EASY-LOCK | 22.52 | 0.335 | 45 | 0 | 45 | 74122000 | 506324NB 00045 | 506324NB 00045
506324NBR | SANITARY SYSTEMS | SANITARY MANIFOLDS | CI 400NBR COL.SAN. 1 2U M24 | NG | EASY-LOCK | 23.79 | 0.319 | 35 | 0 | 35 | 74122000 | 506324NBR 00035 | 506324NBR 00035
506324NR | SANITARY SYSTEMS | SANITARY MANIFOLDS | CI 400NR COL.SAN. 1" 2U M24 | NG | EASY-LOCK | 22.52 | 0.335 | 45 | 0 | 45 | 74122000 | 506324NR 00045 | 506324NR 00045
506325N | SANITARY SYSTEMS | SANITARY MANIFOLDS | CI 400N COL.SAN. 1" 3U M24 | NG | EASY-LOCK | 30.66 | 0.467 | 30 | 0 | 30 | 74122000 | 506325N 00030 | 506325N 00030
506325NB | SANITARY SYSTEMS | SANITARY MANIFOLDS | CI 400NB COL.SAN. 1" 3U M24 | NG | EASY-LOCK | 30.66 | 0.467 | 30 | 0 | 30 | 74122000 | 506325NB 00030 | 506325NB 00030
506325NBR | SANITARY SYSTEMS | SANITARY MANIFOLDS | CI 400NBR COL.SAN. 1 3U M24 | NG | EASY-LOCK | 32.52 | 0.432 | 30 | 0 | 30 | 74122000 | 506325NBR 00030 | 506325NBR 00030
506325NR | SANITARY SYSTEMS | SANITARY MANIFOLDS | CI 400NR COL.SAN. 1" 3U M24 | NG | EASY-LOCK | 30.66 | 0.467 | 30 | 0 | 30 | 74122000 | 506325NR 00030 | 506325NR 00030
506326N | SANITARY SYSTEMS | SANITARY MANIFOLDS | CI 400N COL.SAN. 1" 4U M24 | NG | EASY-LOCK | 38.37 | 0.5953 | 20 | 0 | 20 | 74122000 | 506326N 00020 | 506326N 00020
506326NB | SANITARY SYSTEMS | SANITARY MANIFOLDS | CI 400NB COL.SAN. 1" 4U M24 | NG | EASY-LOCK | 38.37 | 0.595 | 20 | 0 | 20 | 74122000 | 506326NB 00020 | 506326NB 00020
506326NBR | SANITARY SYSTEMS | SANITARY MANIFOLDS | CI 400NBR COL.SAN. 1 4U M24 | NG | EASY-LOCK | 40.45 | 0.558 | 20 | 0 | 20 | 74122000 | 506326NBR 00020 | 506326NBR 00020
506326NR | SANITARY SYSTEMS | SANITARY MANIFOLDS | CI 400NR COL.SAN. 1" 4U M24 | NG | EASY-LOCK | 38.37 | 0.595 | 20 | 0 | 20 | 74122000 | 506326NR 00020 | 506326NR 00020
506800N | SANITARY SYSTEMS | SANITARY MANIFOLDS | CI 350N ST.G3/4 2U I.TE EK | NG | EASY-LOCK | 26.13 | 0.326 | 30 | 0 | 30 | 74122000 | 506800N 00030 | 506800N 00030
506801N | SANITARY SYSTEMS | SANITARY MANIFOLDS | CI 350N ST.G3/4 3U I.TE EK | NG | EASY-LOCK | 36.56 | 0.47 | 25 | 0 | 25 | 74122000 | 506801N 00025 | 506801N 00025
506802N | SANITARY SYSTEMS | SANITARY MANIFOLDS | CI 350N ST.G3/4 4U I.TE EK | NG | EASY-LOCK | 46.93 | 0.624 | 20 | 0 | 20 | 74122000 | 506802N 00020 | 506802N 00020
506806N | SANITARY SYSTEMS | SANITARY MANIFOLDS | CI 350N ST.G3/4 2U I.TE 1/2M | NG | EASY-LOCK | 26.13 | 0.303 | 30 | 0 | 30 | 74122000 | 506806N 00030 | 506806N 00030
506807N | SANITARY SYSTEMS | SANITARY MANIFOLDS | CI 350N ST.G3/4 3U I.TE 1/2M | NG | EASY-LOCK | 36.56 | 0.434 | 25 | 0 | 25 | 74122000 | 506807N 00025 | 506807N 00025
506808N | SANITARY SYSTEMS | SANITARY MANIFOLDS | CI 350N ST.G3/4 4U I.TE 1/2M | NG | EASY-LOCK | 46.93 | 0.587 | 20 | 0 | 20 | 74122000 | 506808N 00020 | 506808N 00020
506809N | SANITARY SYSTEMS | SANITARY MANIFOLDS | CI 350N ST.G3/4 2U I.TE1/2M TP | NG | EASY-LOCK | 26.13 | 0.27962 | 30 | 0 | 30 | 74122000 | 506809N 00030 | 506809N 00030
506810N | SANITARY SYSTEMS | SANITARY MANIFOLDS | CI 350N ST.G3/4 3U I.TE1/2M TP | NG | EASY-LOCK | 36.56 | 0.40747 | 25 | 0 | 25 | 74122000 | 506810N 00025 | 506810N 00025
506811N | SANITARY SYSTEMS | SANITARY MANIFOLDS | CI 350N ST.G3/4 4U I.TE1/2M TP | NG | EASY-LOCK | 46.93 | 0.52482 | 20 | 0 | 20 | 74122000 | 506811N 00020 | 506811N 00020
506812N | SANITARY SYSTEMS | SANITARY MANIFOLDS | CI 350N ST.G3/4 2U I.TE M24 | NG | EASY-LOCK | 26.13 | 0.318 | 30 | 0 | 30 | 74122000 | 506812N 00030 | 506812N 00030
506813N | SANITARY SYSTEMS | SANITARY MANIFOLDS | CI 350N ST.G3/4 3U I.TE M24 | NG | EASY-LOCK | 36.56 | 0.46 | 25 | 0 | 25 | 74122000 | 506813N 00025 | 506813N 00025
506814N | SANITARY SYSTEMS | SANITARY MANIFOLDS | CI 350N ST.G3/4 4U I.TE M24 | NG | EASY-LOCK | 46.93 | 0.595 | 20 | 0 | 20 | 74122000 | 506814N 00020 | 506814N 00020
506815N | SANITARY SYSTEMS | SANITARY MANIFOLDS | CI 350N ST.G1 2U I.TE EK | NG | EASY-LOCK | 30.05 | 0.369 | 30 | 0 | 30 | 74122000 | 506815N 00030 | 506815N 00030
506816N | SANITARY SYSTEMS | SANITARY MANIFOLDS | CI 350N ST.G1 3U I.TE EK | NG | EASY-LOCK | 40.57 | 0.519 | 25 | 0 | 25 | 74122000 | 506816N 00025 | 506816N 00025
506817N | SANITARY SYSTEMS | SANITARY MANIFOLDS | CI 350N ST.G1 4U I.TE EK | NG | EASY-LOCK | 51.1 | 0.672 | 20 | 0 | 20 | 74122000 | 506817N 00020 | 506817N 00020
506827N | SANITARY SYSTEMS | SANITARY MANIFOLDS | CI 350N ST.G1 2U I.TE M24 | NG | EASY-LOCK | 30.05 | 0.365 | 30 | 0 | 30 | 74122000 | 506827N 00030 | 506827N 00030
506828N | SANITARY SYSTEMS | SANITARY MANIFOLDS | CI 350N ST.G1 3U I.TE M24 | NG | EASY-LOCK | 40.57 | 0.518 | 25 | 0 | 25 | 74122000 | 506828N 00025 | 506828N 00025
506829N | SANITARY SYSTEMS | SANITARY MANIFOLDS | CI 350N ST.G1 4U I.TE M24 | NG | EASY-LOCK | 51.1 | 0.661 | 20 | 0 | 20 | 74122000 | 506829N 00020 | 506829N 00020
506830N | SANITARY SYSTEMS | SANITARY MANIFOLDS | CI 350N ST.G3/4 5U I.TE EK | NG | EASY-LOCK | 61.56 | 0.774 | 15 | 0 | 15 | 74122000 | 506830N 00015 | 506830N 00015
506832N | SANITARY SYSTEMS | SANITARY MANIFOLDS | CI 350N ST.G3/4 5U I.TE M24 | NG | EASY-LOCK | 61.56 | 0 | 15 | 0 | 15 | 74122000 | 506832N 00015 | 506832N 00015
506833N | SANITARY SYSTEMS | SANITARY MANIFOLDS | CI 350N ST.G3/4 5U I.TE 1/2M | NG | EASY-LOCK | 61.56 | 0.752 | 15 | 0 | 15 | 74122000 | 506833N 00015 | 506833N 00015
506834N | SANITARY SYSTEMS | SANITARY MANIFOLDS | CI 350N ST.G3/4 5U I.TE1/2M TP | NG | EASY-LOCK | 61.56 | 0.76 | 15 | 0 | 15 | 74122000 | 506834N 00015 | 506834N 00015
506835N | SANITARY SYSTEMS | SANITARY MANIFOLDS | CI 370N ST.G3/4 2U I.TE M24 E | NG | EASY-LOCK | 20.85 | 0.229 | 30 | 0 | 30 | 74122000 | 506835N 00030 | 506835N 00030
506835NT | SANITARY SYSTEMS | SANITARY MANIFOLDS | CI 370NT ST.G3/4 2U I.TE M24 E | NG | EASY-LOCK | 20.06 | 0.213 | 30 | 0 | 30 | 74122000 | 506835NT 00030 | 506835NT 00030
506836N | SANITARY SYSTEMS | SANITARY MANIFOLDS | CI 370N ST.G3/4 3U I.TE M24 E | NG | EASY-LOCK | 30.43 | 0.334 | 25 | 0 | 25 | 74122000 | 506836N 00025 | 506836N 00025
506836NT | SANITARY SYSTEMS | SANITARY MANIFOLDS | CI 370NT ST.G3/4 3U I.TE M24 E | NG | EASY-LOCK | 29.64 | 0.327 | 25 | 0 | 25 | 74122000 | 506836NT 00025 | 506836NT 00025
506837N | SANITARY SYSTEMS | SANITARY MANIFOLDS | CI 370N ST.G3/4 4U I.TE M24 E | NG | EASY-LOCK | 39.56 | 0.432 | 20 | 0 | 20 | 74122000 | 506837N 00020 | 506837N 00020
506837NT | SANITARY SYSTEMS | SANITARY MANIFOLDS | CI 370NT ST.G3/4 4U I.TE M24 E | NG | EASY-LOCK | 37.9 | 0 | 20 | 0 | 20 | 74122000 | 506837NT 00020 | 506837NT 00020
506838N | SANITARY SYSTEMS | SANITARY MANIFOLDS | CI 370N ST.G3/4 2U I.TE 1/2M E | NG | EASY-LOCK | 20.85 | 0.231 | 30 | 0 | 30 | 74122000 | 506838N 00030 | 506838N 00030
506838NT | SANITARY SYSTEMS | SANITARY MANIFOLDS | CI 370NT ST.G3/4 2U I.TE 1/2M | NG | EASY-LOCK | 20.06 | 0.23 | 30 | 0 | 30 | 74122000 | 506838NT 00030 | 506838NT 00030
506839N | SANITARY SYSTEMS | SANITARY MANIFOLDS | CI 370N ST.G3/4 3U I.TE 1/2M E | NG | EASY-LOCK | 30.43 | 0.321 | 25 | 0 | 25 | 74122000 | 506839N 00025 | 506839N 00025
506839NT | SANITARY SYSTEMS | SANITARY MANIFOLDS | CI 370NT ST.G3/4 3U I.TE 1/2M | NG | EASY-LOCK | 29.64 | 0.327 | 25 | 0 | 25 | 74122000 | 506839NT 00025 | 506839NT 00025
506840N | SANITARY SYSTEMS | SANITARY MANIFOLDS | CI 370N ST.G3/4 4U I.TE 1/2M E | NG | EASY-LOCK | 39.56 | 0.419 | 20 | 0 | 20 | 74122000 | 506840N 00020 | 506840N 00020
506840NT | SANITARY SYSTEMS | SANITARY MANIFOLDS | CI 370NT ST.G3/4 4U I.TE 1/2M | NG | EASY-LOCK | 37.9 | 0.426 | 20 | 0 | 20 | 74122000 | 506840NT 00020 | 506840NT 00020
506847N | SANITARY SYSTEMS | SANITARY MANIFOLDS | CS 368N ST.G3/4 2U M24 E | NG | EASY-LOCK | 10.18 | 0.129 | 80 | 0 | 80 | 74122000 | 506847N 00080 | 506847N 00080
506848N | SANITARY SYSTEMS | SANITARY MANIFOLDS | CS 368N ST.G3/4 3U M24 E | NG | EASY-LOCK | 13.18 | 0.18 | 54 | 0 | 54 | 74122000 | 506848N 00054 | 506848N 00054
506849N | SANITARY SYSTEMS | SANITARY MANIFOLDS | CS 368N ST.G3/4 4U M24 E | NG | EASY-LOCK | 16.96 | 0.232 | 40 | 0 | 40 | 74122000 | 506849N 00040 | 506849N 00040
506850N | SANITARY SYSTEMS | SANITARY MANIFOLDS | CS 368N ST.G3/4 2U1/2M E | NG | EASY-LOCK | 10.18 | 0.125 | 80 | 0 | 80 | 74122000 | 506850N 00080 | 506850N 00080
506851N | SANITARY SYSTEMS | SANITARY MANIFOLDS | CS 368N ST.G3/4 3U1/2M E | NG | EASY-LOCK | 13.18 | 0.174 | 54 | 0 | 54 | 74122000 | 506851N 00054 | 506851N 00054
506852N | SANITARY SYSTEMS | SANITARY MANIFOLDS | CS 368N ST.G3/4 4U1/2M E | NG | EASY-LOCK | 16.96 | 0.22 | 40 | 0 | 40 | 74122000 | 506852N 00040 | 506852N 00040
507300N | SANITARY SYSTEMS | SANITARY MANIFOLDS | CI 490N COL.SAN.OTT 3/4 2U EK | NG | EASY-LOCK | 21.28 | 0.2884 | 8 | 4 | 32 | 74122000 | 507300N 00008 | 507300N 00032
507300NB | SANITARY SYSTEMS | SANITARY MANIFOLDS | CI 490NB COL.SAN.OTT 3/4 2U EK | NG | EASY-LOCK | 20.15 | 0.279 | 8 | 4 | 32 | 74122000 | 507300NB 00008 | 507300NB 00032
507300NR | SANITARY SYSTEMS | SANITARY MANIFOLDS | CI 490NR COL.SAN.OTT 3/4 2U EK | NG | EASY-LOCK | 20.15 | 0.279 | 8 | 4 | 32 | 74122000 | 507300NR 00008 | 507300NR 00032
507300NW | SANITARY SYSTEMS | SANITARY MANIFOLDS | CI 490NW COL.SAN.OTT 3/4 2U EK | NG | EASY-LOCK | 20.15 | 0 | 8 | 4 | 32 | 74122000 | 507300NW 00008 | 507300NW 00032
507301N | SANITARY SYSTEMS | SANITARY MANIFOLDS | CI 490N COL.SAN.OTT 3/4 3U EK | NG | EASY-LOCK | 28.88 | 0.399 | 5 | 4 | 20 | 74122000 | 507301N 00005 | 507301N 00020
507301NB | SANITARY SYSTEMS | SANITARY MANIFOLDS | CI 490NB COL.SAN.OTT 3/4 3U EK | NG | EASY-LOCK | 27.09 | 0.39 | 5 | 4 | 20 | 74122000 | 507301NB 00005 | 507301NB 00020
507301NR | SANITARY SYSTEMS | SANITARY MANIFOLDS | CI 490NR COL.SAN.OTT 3/4 3U EK | NG | EASY-LOCK | 27.09 | 0.389 | 5 | 4 | 20 | 74122000 | 507301NR 00005 | 507301NR 00020
507301NW | SANITARY SYSTEMS | SANITARY MANIFOLDS | CI 490NW COL.SAN.OTT 3/4 3U EK | NG | EASY-LOCK | 27.09 | 0.395 | 5 | 4 | 20 | 74122000 | 507301NW 00005 | 507301NW 00020
507302N | SANITARY SYSTEMS | SANITARY MANIFOLDS | CI 490N COL.SAN.OTT 3/4 4U EK | NG | EASY-LOCK | 36.75 | 0.522 | 4 | 4 | 16 | 74122000 | 507302N 00004 | 507302N 00016
507302NB | SANITARY SYSTEMS | SANITARY MANIFOLDS | CI 490NB COL.SAN.OTT 3/4 4U EK | NG | EASY-LOCK | 34.35 | 0.513 | 4 | 4 | 16 | 74122000 | 507302NB 00004 | 507302NB 00016
507302NR | SANITARY SYSTEMS | SANITARY MANIFOLDS | CI 490NR COL.SAN.OTT 3/4 4U EK | NG | EASY-LOCK | 34.35 | 0.507 | 4 | 4 | 16 | 74122000 | 507302NR 00004 | 507302NR 00016
507302NW | SANITARY SYSTEMS | SANITARY MANIFOLDS | CI 490NW COL.SAN.OTT 3/4 4U EK | NG | EASY-LOCK | 34.35 | 0 | 4 | 4 | 16 | 74122000 | 507302NW 00004 | 507302NW 00016
507320N | SANITARY SYSTEMS | SANITARY MANIFOLDS | CI 490N COL.SAN.OTT 1 2U EK | NG | EASY-LOCK | 23.56 | 0.341 | 8 | 4 | 32 | 74122000 | 507320N 00008 | 507320N 00032
507320NB | SANITARY SYSTEMS | SANITARY MANIFOLDS | CI 490NB COL.SAN.OTT 1 2U EK | NG | EASY-LOCK | 22.52 | 0.333 | 8 | 4 | 32 | 74122000 | 507320NB 00008 | 507320NB 00032
507320NR | SANITARY SYSTEMS | SANITARY MANIFOLDS | CI 490NR COL.SAN.OTT 1 2U EK | NG | EASY-LOCK | 22.52 | 0.3324 | 8 | 4 | 32 | 74122000 | 507320NR 00008 | 507320NR 00032
507320NW | SANITARY SYSTEMS | SANITARY MANIFOLDS | CI 490NW COL.SAN.OTT 1 2U EK | NG | EASY-LOCK | 22.52 | 0.336 | 8 | 4 | 32 | 74122000 | 507320NW 00008 | 507320NW 00032
507321N | SANITARY SYSTEMS | SANITARY MANIFOLDS | CI 490N COL.SAN.OTT 1 3U EK | NG | EASY-LOCK | 32.22 | 0.466 | 5 | 4 | 20 | 74122000 | 507321N 00005 | 507321N 00020
507321NB | SANITARY SYSTEMS | SANITARY MANIFOLDS | CI 490NB COL.SAN.OTT 1 3U EK | NG | EASY-LOCK | 30.66 | 0.4598 | 5 | 4 | 20 | 74122000 | 507321NB 00005 | 507321NB 00020
507321NR | SANITARY SYSTEMS | SANITARY MANIFOLDS | CI 490NR COL.SAN.OTT 1 3U EK | NG | EASY-LOCK | 30.66 | 0.461 | 5 | 4 | 20 | 74122000 | 507321NR 00005 | 507321NR 00020
507321NW | SANITARY SYSTEMS | SANITARY MANIFOLDS | CI 490NW COL.SAN.OTT 1 3U EK | NG | EASY-LOCK | 30.66 | 0.468 | 5 | 4 | 20 | 74122000 | 507321NW 00005 | 507321NW 00020
507322N | SANITARY SYSTEMS | SANITARY MANIFOLDS | CI 490N COL.SAN.OTT 1 4U EK | NG | EASY-LOCK | 40.08 | 0.61 | 4 | 4 | 16 | 74122000 | 507322N 00004 | 507322N 00016
507322NB | SANITARY SYSTEMS | SANITARY MANIFOLDS | CI 490NB COL.SAN.OTT 1 4U EK | NG | EASY-LOCK | 38.37 | 0.604 | 4 | 4 | 16 | 74122000 | 507322NB 00004 | 507322NB 00016
507322NR | SANITARY SYSTEMS | SANITARY MANIFOLDS | CI 490NR COL.SAN.OTT 1 4U EK | NG | EASY-LOCK | 38.37 | 0.604 | 4 | 4 | 16 | 74122000 | 507322NR 00004 | 507322NR 00016
507322NW | SANITARY SYSTEMS | SANITARY MANIFOLDS | CI 490NW COL.SAN.OTT 1 4U EK | NG | EASY-LOCK | 38.37 | 0.602 | 4 | 4 | 16 | 74122000 | 507322NW 00004 | 507322NW 00016
507351B | SANITARY SYSTEMS | SANITARY MANIFOLDS | MCC 04 MANOPOLA BLU + VITE | NG | EASY-LOCK | 1.713 | 0 | 50 | 8 | 400 | 74122000 | 507351B 00050 | 507351B 00400
507351R | SANITARY SYSTEMS | SANITARY MANIFOLDS | MCC 04 MANOPOLA ROSSA + VITE | NG | EASY-LOCK | 1.713 | 0 | 50 | 8 | 400 | 74122000 | 507351R 00050 | 507351R 00400
507351W | SANITARY SYSTEMS | SANITARY MANIFOLDS | MCC 04 MANOPOLA BIANCA + VITE | NG | EASY-LOCK | 1.713 | 0.022 | 50 | 8 | 400 | 74122000 | 507351W 00050 | 507351W 00400
507800N | SANITARY SYSTEMS | SANITARY MANIFOLDS | CI 390N ST.OTTG3/4 2U I.TE EK | NG | EASY-LOCK | 26.13 | 0.289 | 8 | 4 | 32 | 74122000 | 507800N 00008 | 507800N 00032
507801N | SANITARY SYSTEMS | SANITARY MANIFOLDS | CI 390N ST.OTTG3/4 3U I.TE EK | NG | EASY-LOCK | 36.56 | 0.402 | 5 | 4 | 20 | 74122000 | 507801N 00005 | 507801N 00020
507802N | SANITARY SYSTEMS | SANITARY MANIFOLDS | CI 390N ST.OTTG3/4 4U I.TE EK | NG | EASY-LOCK | 46.93 | 0.539 | 4 | 4 | 16 | 74122000 | 507802N 00004 | 507802N 00016
507815N | SANITARY SYSTEMS | SANITARY MANIFOLDS | CI 390N ST.OTTG 1 2U I.TE EK | NG | EASY-LOCK | 30.05 | 0.333 | 8 | 4 | 32 | 74122000 | 507815N 00008 | 507815N 00032
507816N | SANITARY SYSTEMS | SANITARY MANIFOLDS | CI 390N ST.OTTG 1 3U I.TE EK | NG | EASY-LOCK | 40.57 | 0.464 | 5 | 4 | 20 | 74122000 | 507816N 00005 | 507816N 00020
507817N | SANITARY SYSTEMS | SANITARY MANIFOLDS | CI 390N ST.OTTG 1 4U I.TE EK | NG | EASY-LOCK | 51.1 | 0.599 | 4 | 4 | 16 | 74122000 | 507817N 00004 | 507817N 00016
507830N | SANITARY SYSTEMS | SANITARY MANIFOLDS | CI 390N ST.OTTG3/4 5U I.TE EK | NG | EASY-LOCK | 61.56 | 0.686 | 5 | 0 | 5 | 74122000 | 507830N 00005 | 507830N 00005
506187 | SANITARY SYSTEMS | SANITARY MANIFOLDS | RTV NO ANTI LEG.LA DN 15 | OE | LEGIOCONTROL | 131.77 | 0.544 | 1 | 22 | 22 | 84818039 | 506187 00001 | 506187 00022
506188 | SANITARY SYSTEMS | SANITARY MANIFOLDS | RTV MEC. DN 15 | OE | LEGIOCONTROL | 161.51 | 0.59 | 1 | 22 | 22 | 84818039 | 506188 00001 | 506188 00022
506189 | SANITARY SYSTEMS | SANITARY MANIFOLDS | RTV EL.DN 15 | OE | LEGIOCONTROL | 161.51 | 0.63 | 1 | 22 | 22 | 84818039 | 506189 00001 | 506189 00022
506190 | SANITARY SYSTEMS | SANITARY MANIFOLDS | CRTV 02 COP.ISOL.RTV | OE | LEGIOCONTROL | 17.21 | 0.02015 | 1 | 12 | 12 | 84818039 | 506190 00001 | 506190 00012
507036 | SANITARY SYSTEMS | SANITARY MANIFOLDS | RTV NO ANTI LEG.LA DN 20 | OE | LEGIOCONTROL | 131.77 | 0.504 | 1 | 22 | 22 | 84818039 | 507036 00001 | 507036 00022
507037 | SANITARY SYSTEMS | SANITARY MANIFOLDS | RTV MEC. DN 20 | OE | LEGIOCONTROL | 161.51 | 0.0546 | 1 | 22 | 22 | 84818039 | 507037 00001 | 507037 00022
507038 | SANITARY SYSTEMS | SANITARY MANIFOLDS | RTV EL.DN 20 | OE | LEGIOCONTROL | 161.51 | 0.516 | 1 | 22 | 22 | 84818039 | 507038 00001 | 507038 00022
507039 | SANITARY SYSTEMS | SANITARY MANIFOLDS | ART.LEGIO-BOX KIT 2H3C | OE | LEGIOCONTROL | 523.18 | 0 | 1 | 0 | 1 | 84818039 | 507039 00001 | 507039 00001
507040 | SANITARY SYSTEMS | SANITARY MANIFOLDS | ART.LEGIO-BOX KIT 2H3C NO TST | OE | LEGIOCONTROL | 483.56 | 5 | 1 | 0 | 1 | 84818039 | 507040 00001 | 507040 00001
507041 | SANITARY SYSTEMS | SANITARY MANIFOLDS | ART.LEGIO-BOX KIT 3H4C | OE | LEGIOCONTROL | 537.13 | 0 | 1 | 0 | 1 | 84818039 | 507041 00001 | 507041 00001
507042 | SANITARY SYSTEMS | SANITARY MANIFOLDS | ART.LEGIO-BOX KIT 3H4C NO TST | OE | LEGIOCONTROL | 497.52 | 5.24 | 1 | 0 | 1 | 84818039 | 507042 00001 | 507042 00001
507043 | SANITARY SYSTEMS | SANITARY MANIFOLDS | ART.LEGIO-BOX KIT 4H5C | OE | LEGIOCONTROL | 557.46 | 5.6 | 1 | 0 | 1 | 84818039 | 507043 00001 | 507043 00001
507044 | SANITARY SYSTEMS | SANITARY MANIFOLDS | ART.LEGIO-BOX KIT 4H5C NO TST | OE | LEGIOCONTROL | 517.86 | 5.6 | 1 | 0 | 1 | 84818039 | 507044 00001 | 507044 00001
507045 | SANITARY SYSTEMS | SANITARY MANIFOLDS | ART.LEGIO-BOX KIT CAS | OE | LEGIOCONTROL | 475.49 | 0 | 1 | 0 | 1 | 84818039 | 507045 00001 | 507045 00001
507046 | SANITARY SYSTEMS | SANITARY MANIFOLDS | ART.LEGIO-BOX KIT CAS NO TST | OE | LEGIOCONTROL | 435.87 | 0 | 1 | 0 | 1 | 84818039 | 507046 00001 | 507046 00001
507047 | SANITARY SYSTEMS | SANITARY MANIFOLDS | ART.LEGIO-BOX KIT NO CAS | OE | LEGIOCONTROL | 418.99 | 2.6 | 1 | 0 | 1 | 84818039 | 507047 00001 | 507047 00001
507048 | SANITARY SYSTEMS | SANITARY MANIFOLDS | ART.LEGIO-BOX KIT NO CAS E TST | OE | LEGIOCONTROL | 391.93 | 2.459 | 1 | 0 | 1 | 84818039 | 507048 00001 | 507048 00001
506187I | SANITARY SYSTEMS | SANITARY MANIFOLDS | RTV NO ANTI LEG.LA DN 15 + ISO | OE | LEGIOCONTROL | 148.98 | 0.68 | 1 | 12 | 12 | 84818039 | 506187I 00001 | 506187I 00012
506188I | SANITARY SYSTEMS | SANITARY MANIFOLDS | RTV MEC. DN 15 + ISO | OE | LEGIOCONTROL | 178.71 | 0.644 | 1 | 12 | 12 | 84818039 | 506188I 00001 | 506188I 00012
506189I | SANITARY SYSTEMS | SANITARY MANIFOLDS | RTV EL.DN 15 + ISO | OE | LEGIOCONTROL | 178.71 | 0.664 | 1 | 12 | 12 | 84818039 | 506189I 00001 | 506189I 00012
507036I | SANITARY SYSTEMS | SANITARY MANIFOLDS | RTV NO ANTI LEG.LA DN 20 + ISO | OE | LEGIOCONTROL | 148.98 | 0.522 | 1 | 12 | 12 | 84818039 | 507036I 00001 | 507036I 00012
507037I | SANITARY SYSTEMS | SANITARY MANIFOLDS | RTV MEC. DN 20 + ISO | OE | LEGIOCONTROL | 178.71 | 0.57 | 1 | 12 | 12 | 84818039 | 507037I 00001 | 507037I 00012
507038I | SANITARY SYSTEMS | SANITARY MANIFOLDS | RTV EL.DN 20 + ISO | OE | LEGIOCONTROL | 178.71 | 0.605 | 1 | 12 | 12 | 84818039 | 507038I 00001 | 507038I 00012
IKLE01 | SANITARY SYSTEMS | SANITARY MANIFOLDS | CONT. CON DISPLAY LEGIOBOX | OE | LEGIOCONTROL | 1050.14 | 0.386 | 1 | 1 | 1 | 0 | IKLE01 00001 | IKLE01 00001
500499 | SANITARY SYSTEMS | THERMOSTATIC BLENDERS | AM 01 BOC.T.MORB 1/2 C/V.RITEG | QA | THERMOSTATIC BLENDERS | 6.73 | 0.065 | 75 | 4 | 300 | 74122000 | 500499 00075 | 500499 00300
501669 | SANITARY SYSTEMS | THERMOSTATIC BLENDERS | AM 01 BOC.T.MORB 1/2 MIX TERM | QA | THERMOSTATIC BLENDERS | 5.13 | 0.065 | 75 | 4 | 300 | 74122000 | 501669 00075 | 501669 00300
501902 | SANITARY SYSTEMS | THERMOSTATIC BLENDERS | AM 01 BOC.T.MORB 3/4 MIX TERM | QA | THERMOSTATIC BLENDERS | 5.49 | 0.082 | 50 | 4 | 200 | 74122000 | 501902 00050 | 501902 00200
501903 | SANITARY SYSTEMS | THERMOSTATIC BLENDERS | AM 01 BOC.T.MORB 3/4 C/V.RITEG | QA | THERMOSTATIC BLENDERS | 7.25 | 0.085 | 50 | 4 | 200 | 74122000 | 501903 00050 | 501903 00200
507020 | SANITARY SYSTEMS | THERMOSTATIC BLENDERS | MT 00 MISCELATORE TERMOST. 1/2 | QA | THERMOSTATIC BLENDERS | 87.02 | 0.565 | 1 | 22 | 22 | 84818051 | 507020 00001 | 507020 00022
507025 | SANITARY SYSTEMS | THERMOSTATIC BLENDERS | MT 05 MISCELATORE TERM.REG.1/2 | QA | THERMOSTATIC BLENDERS | 87.02 | 0.563 | 1 | 22 | 22 | 84818051 | 507025 00001 | 507025 00022
507030 | SANITARY SYSTEMS | THERMOSTATIC BLENDERS | MT 00 MISCELATORE TERMOST. 3/4 | QA | THERMOSTATIC BLENDERS | 99.53 | 0.623 | 1 | 22 | 22 | 84818051 | 507030 00001 | 507030 00022
507035 | SANITARY SYSTEMS | THERMOSTATIC BLENDERS | MT 05 MISCELATORE TERM.REG.3/4 | QA | THERMOSTATIC BLENDERS | 99.53 | 0.628 | 1 | 22 | 22 | 84818051 | 507035 00001 | 507035 00022
507070 | SANITARY SYSTEMS | THERMOSTATIC BLENDERS | MT 00 HT MISC.RE TERM.1/2 63°C | QA | THERMOSTATIC BLENDERS | 90.48 | 0.552 | 1 | 22 | 22 | 84818051 | 507070 00001 | 507070 00022
507075 | SANITARY SYSTEMS | THERMOSTATIC BLENDERS | MT 05 HT MISC.TERM.R.1/2 50-63 | QA | THERMOSTATIC BLENDERS | 90.48 | 0.59 | 1 | 22 | 22 | 84818051 | 507075 00001 | 507075 00022
507076 | SANITARY SYSTEMS | THERMOSTATIC BLENDERS | MT 35 MIX TERM.REG. ½ F | QA | THERMOSTATIC BLENDERS | 78.02 | 0.584 | 1 | 10 | 10 | 84818051 | 507076 00001 | 507076 00010
507077 | SANITARY SYSTEMS | THERMOSTATIC BLENDERS | MT 35 MIX TERM.REG. ¾ F | QA | THERMOSTATIC BLENDERS | 78.02 | 0.488 | 1 | 10 | 10 | 84818051 | 507077 00001 | 507077 00010
507078 | SANITARY SYSTEMS | THERMOSTATIC BLENDERS | MT 35 MIX TERM.REG. 1 F | QA | THERMOSTATIC BLENDERS | 80.82 | 0.59 | 1 | 10 | 10 | 84818051 | 507078 00001 | 507078 00010
507079 | SANITARY SYSTEMS | THERMOSTATIC BLENDERS | MT 25 MIX TERM.REG. 1" M | QA | THERMOSTATIC BLENDERS | 84.52 | 0.498 | 1 | 10 | 10 | 84818051 | 507079 00001 | 507079 00010
507080 | SANITARY SYSTEMS | THERMOSTATIC BLENDERS | MT 00 HT MISC.RE TERM.3/4 63°C | QA | THERMOSTATIC BLENDERS | 103.01 | 0.745 | 1 | 22 | 22 | 84818051 | 507080 00001 | 507080 00022
507081 | SANITARY SYSTEMS | THERMOSTATIC BLENDERS | MT 15 MIX TERM. 1M+BOCC.1/2 | QA | THERMOSTATIC BLENDERS | 108.48 | 0.876 | 1 | 10 | 10 | 84818051 | 507081 00001 | 507081 00010
507082 | SANITARY SYSTEMS | THERMOSTATIC BLENDERS | MT 15 MIX TERM. 1M+BOCC.¾ | QA | THERMOSTATIC BLENDERS | 108.48 | 0.876 | 1 | 10 | 10 | 84818051 | 507082 00001 | 507082 00010
507083 | SANITARY SYSTEMS | THERMOSTATIC BLENDERS | MT 15 MIX TERM. 1M + BOCC.1 | QA | THERMOSTATIC BLENDERS | 126.11 | 0.974 | 1 | 10 | 10 | 84818051 | 507083 00001 | 507083 00010
507085 | SANITARY SYSTEMS | THERMOSTATIC BLENDERS | MT 05 HT MISC.TERM.R.3/4 50-63 | QA | THERMOSTATIC BLENDERS | 103.01 | 0.73 | 1 | 22 | 22 | 84818051 | 507085 00001 | 507085 00022
507086 | SANITARY SYSTEMS | THERMOSTATIC BLENDERS | MT 15 MIX TERM. 1M+BOCC ½+VNR | QA | THERMOSTATIC BLENDERS | 113.18 | 0.876 | 1 | 10 | 10 | 84818051 | 507086 00001 | 507086 00010
507087 | SANITARY SYSTEMS | THERMOSTATIC BLENDERS | MT 15 MIX TERM. 1M+BOCC ¾+VNR | QA | THERMOSTATIC BLENDERS | 113.18 | 0.876 | 1 | 10 | 10 | 84818051 | 507087 00001 | 507087 00010
507088 | SANITARY SYSTEMS | THERMOSTATIC BLENDERS | MT 15 MIX TERM. 1M + B.1+VNR | QA | THERMOSTATIC BLENDERS | 126.7 | 0.974 | 1 | 10 | 10 | 84818051 | 507088 00001 | 507088 00010
520500 | SANITARY SYSTEMS | THERMOSTATIC BLENDERS | AMT 100 BOCC.MASCHIO 1X1/2 | QA | THERMOSTATIC BLENDERS | 11.62 | 0.103 | 10 | 10 | 100 | 0 | 520500 00010 | 520500 00100
520501 | SANITARY SYSTEMS | THERMOSTATIC BLENDERS | AMT 100 BOCC.MASCHIO VNR 1X1/2 | QA | THERMOSTATIC BLENDERS | 15.32 | 0.113 | 10 | 10 | 100 | 0 | 520501 00010 | 520501 00100
520502 | SANITARY SYSTEMS | THERMOSTATIC BLENDERS | AMT 100 BOCC.M 1X3/4 | QA | THERMOSTATIC BLENDERS | 11.62 | 0.103 | 10 | 10 | 100 | 0 | 520502 00010 | 520502 00100
520503 | SANITARY SYSTEMS | THERMOSTATIC BLENDERS | AMT 100 BOCC.MASCHIO VNR 1X3/4 | QA | THERMOSTATIC BLENDERS | 15.32 | 0.113 | 10 | 10 | 100 | 0 | 520503 00010 | 520503 00100
520504 | SANITARY SYSTEMS | THERMOSTATIC BLENDERS | AMT 100 BOCC.M 1X1 | QA | THERMOSTATIC BLENDERS | 18.53 | 0.155 | 10 | 10 | 100 | 0 | 520504 00010 | 520504 00100
520505 | SANITARY SYSTEMS | THERMOSTATIC BLENDERS | AMT 100 BOCC.MASCHIO VNR 1X1 | QA | THERMOSTATIC BLENDERS | 21.02 | 0.165 | 10 | 10 | 100 | 0 | 520505 00010 | 520505 00100
520506 | SANITARY SYSTEMS | THERMOSTATIC BLENDERS | AMT 100 NPT BOCC.M NPT 1X1/2 | QA | THERMOSTATIC BLENDERS | 11.62 | 0.103 | 10 | 10 | 100 | 0 | 520506 00010 | 520506 00100
520507 | SANITARY SYSTEMS | THERMOSTATIC BLENDERS | AMT 100 NPT BOCC.M VNR 1X1/2 | QA | THERMOSTATIC BLENDERS | 15.32 | 0.108 | 10 | 10 | 100 | 0 | 520507 00010 | 520507 00100
520508 | SANITARY SYSTEMS | THERMOSTATIC BLENDERS | AMT 100 NPT BOCC.M NPT 1X3/4 | QA | THERMOSTATIC BLENDERS | 11.62 | 0.102 | 10 | 10 | 100 | 0 | 520508 00010 | 520508 00100
520509 | SANITARY SYSTEMS | THERMOSTATIC BLENDERS | AMT 100 NPT BOCC.M VNR 1X3/4 | QA | THERMOSTATIC BLENDERS | 15.32 | 0.107 | 10 | 10 | 100 | 0 | 520509 00010 | 520509 00100
520510 | SANITARY SYSTEMS | THERMOSTATIC BLENDERS | AMT 100 NPT BOCC.M 1X1 | QA | THERMOSTATIC BLENDERS | 18.53 | 0.155 | 10 | 10 | 100 | 0 | 520510 00010 | 520510 00100
520511 | SANITARY SYSTEMS | THERMOSTATIC BLENDERS | AMT 100 NPT BOCC.M VNR 1X1 | QA | THERMOSTATIC BLENDERS | 21.02 | 0.16 | 10 | 10 | 100 | 0 | 520511 00010 | 520511 00100
520512 | SANITARY SYSTEMS | THERMOSTATIC BLENDERS | AMT 100 S.BOCC.SALD.1X1/2 | QA | THERMOSTATIC BLENDERS | 11.62 | 0.101 | 10 | 10 | 100 | 0 | 520512 00010 | 520512 00100
520513 | SANITARY SYSTEMS | THERMOSTATIC BLENDERS | AMT 100 S.BOCC.SALD.VNR 1X1/2 | QA | THERMOSTATIC BLENDERS | 15.32 | 0.106 | 10 | 10 | 100 | 0 | 520513 00010 | 520513 00100
520514 | SANITARY SYSTEMS | THERMOSTATIC BLENDERS | AMT 100 S.BOCC.SALD.1X3/4 | QA | THERMOSTATIC BLENDERS | 11.62 | 0.108 | 10 | 10 | 100 | 0 | 520514 00010 | 520514 00100
520515 | SANITARY SYSTEMS | THERMOSTATIC BLENDERS | AMT 100 S.BOCC.SALD.VNR 1X3/4 | QA | THERMOSTATIC BLENDERS | 15.32 | 0.113 | 10 | 10 | 100 | 0 | 520515 00010 | 520515 00100
520516 | SANITARY SYSTEMS | THERMOSTATIC BLENDERS | AMT 100 S.BOCC.SALD.1X1 | QA | THERMOSTATIC BLENDERS | 18.53 | 0.144 | 10 | 10 | 100 | 0 | 520516 00010 | 520516 00100
520517 | SANITARY SYSTEMS | THERMOSTATIC BLENDERS | AMT 100 S.BOCC.SALD.VNR 1X1 | QA | THERMOSTATIC BLENDERS | 21.02 | 0.149 | 10 | 10 | 100 | 0 | 520517 00010 | 520517 00100
520518 | SANITARY SYSTEMS | THERMOSTATIC BLENDERS | AMT 100 P.BOCC.PRESSARE 1X1/2 | QA | THERMOSTATIC BLENDERS | 13.2 | 0.116 | 10 | 10 | 100 | 0 | 520518 00010 | 520518 00100
520519 | SANITARY SYSTEMS | THERMOSTATIC BLENDERS | AMT 100 P.BOCC.PRESS.VNR 1X1/2 | QA | THERMOSTATIC BLENDERS | 16.86 | 0.121 | 10 | 10 | 100 | 0 | 520519 00010 | 520519 00100
520520 | SANITARY SYSTEMS | THERMOSTATIC BLENDERS | AMT 100 P.BOCC.PRESSARE 1X3/4 | QA | THERMOSTATIC BLENDERS | 18.62 | 0.141 | 10 | 10 | 100 | 0 | 520520 00010 | 520520 00100
520521 | SANITARY SYSTEMS | THERMOSTATIC BLENDERS | AMT 100 P.BOCC.PRESS.VNR 1X3/4 | QA | THERMOSTATIC BLENDERS | 22.69 | 0.153 | 10 | 10 | 100 | 0 | 520521 00010 | 520521 00100
520522 | SANITARY SYSTEMS | THERMOSTATIC BLENDERS | AMT 100 P.BOCC.PRESSARE 1X1 | QA | THERMOSTATIC BLENDERS | 20.7 | 0.148 | 10 | 10 | 100 | 0 | 520522 00010 | 520522 00100
520523 | SANITARY SYSTEMS | THERMOSTATIC BLENDERS | AMT 100 P.BOCC.PRESS.VNR 1X1 | QA | THERMOSTATIC BLENDERS | 24.59 | 0.161 | 10 | 10 | 100 | 0 | 520523 00010 | 520523 00100
520524 | SANITARY SYSTEMS | THERMOSTATIC BLENDERS | AMT 100X BOCC.PEX 1807 1X1/2 | QA | THERMOSTATIC BLENDERS | 11.62 | 0.096 | 10 | 10 | 100 | 0 | 520524 00010 | 520524 00100
520525 | SANITARY SYSTEMS | THERMOSTATIC BLENDERS | AMT 100X BOC.PEX 1807VNR 1X1/2 | QA | THERMOSTATIC BLENDERS | 15.32 | 0.101 | 10 | 10 | 100 | 0 | 520525 00010 | 520525 00100
520526 | SANITARY SYSTEMS | THERMOSTATIC BLENDERS | AMT 100X BOCC.PEX 1807 1X3/4 | QA | THERMOSTATIC BLENDERS | 11.62 | 0.098 | 10 | 10 | 100 | 0 | 520526 00010 | 520526 00100
520527 | SANITARY SYSTEMS | THERMOSTATIC BLENDERS | AMT 100X BOC.PEX1807VNR 1X3/4 | QA | THERMOSTATIC BLENDERS | 15.32 | 0.103 | 10 | 10 | 100 | 0 | 520527 00010 | 520527 00100
507020SOL | SANITARY SYSTEMS | THERMOSTATIC BLENDERS | MT 00 SOL MISC.TERMOST.SOL.1/2 | QA | THERMOSTATIC BLENDERS | 104.82 | 0.59 | 1 | 22 | 22 | 84818051 | 507020SOL 00001 | 507020SOL 00022
507025SOL | SANITARY SYSTEMS | THERMOSTATIC BLENDERS | MT 05 SOL MISC.TERM.REG.SOL1/2 | QA | THERMOSTATIC BLENDERS | 104.82 | 0.628 | 1 | 22 | 22 | 84818051 | 507025SOL 00001 | 507025SOL 00022
507030SOL | SANITARY SYSTEMS | THERMOSTATIC BLENDERS | MT 00 SOL MISC.TERMOST.SOL.3/4 | QA | THERMOSTATIC BLENDERS | 114.42 | 0.642 | 1 | 22 | 22 | 84818051 | 507030SOL 00001 | 507030SOL 00022
507035SOL | SANITARY SYSTEMS | THERMOSTATIC BLENDERS | MT 05 SOL MISC.TERM.REG.SOL3/4 | QA | THERMOSTATIC BLENDERS | 114.42 | 0.628 | 1 | 22 | 22 | 84818051 | 507035SOL 00001 | 507035SOL 00022
507076HT | SANITARY SYSTEMS | THERMOSTATIC BLENDERS | MT 35 HT MIX TERM. HT REG. ½ F | QA | THERMOSTATIC BLENDERS | 89.86 | 0.584 | 1 | 10 | 10 | 84818051 | 507076HT 00001 | 507076HT 00010
507076SOL | SANITARY SYSTEMS | THERMOSTATIC BLENDERS | MT 35 SOL MIX TERM.SOL.REG. ½F | QA | THERMOSTATIC BLENDERS | 75.94 | 0.583 | 1 | 10 | 10 | 84818051 | 507076SOL 00001 | 507076SOL 00010
507077HT | SANITARY SYSTEMS | THERMOSTATIC BLENDERS | MT 35 HT MIX TERM. HT REG. ¾ F | QA | THERMOSTATIC BLENDERS | 89.86 | 0.488 | 1 | 10 | 10 | 84818051 | 507077HT 00001 | 507077HT 00010
507077SOL | SANITARY SYSTEMS | THERMOSTATIC BLENDERS | MT 35 SOL MIX TERM.SOL.REG. ¾F | QA | THERMOSTATIC BLENDERS | 75.94 | 0.487 | 1 | 10 | 10 | 84818051 | 507077SOL 00001 | 507077SOL 00010
507078HT | SANITARY SYSTEMS | THERMOSTATIC BLENDERS | MT 35 HT MIX TERM. HT REG. 1 F | QA | THERMOSTATIC BLENDERS | 96.68 | 0.488 | 1 | 10 | 10 | 84818051 | 507078HT 00001 | 507078HT 00010
507078SOL | SANITARY SYSTEMS | THERMOSTATIC BLENDERS | MT 35 SOL MIX TERM.SOL.REG.1 F | QA | THERMOSTATIC BLENDERS | 83.62 | 0.582 | 1 | 10 | 10 | 84818051 | 507078SOL 00001 | 507078SOL 00010
507079HT | SANITARY SYSTEMS | THERMOSTATIC BLENDERS | MT 25 HT MIX TERM.REG. 1" M | QA | THERMOSTATIC BLENDERS | 85.74 | 0.498 | 1 | 10 | 10 | 84818051 | 507079HT 00001 | 507079HT 00010
507079SOL | SANITARY SYSTEMS | THERMOSTATIC BLENDERS | MT 25 SOL MIX TERM.REG. 1" M | QA | THERMOSTATIC BLENDERS | 84.52 | 0.498 | 1 | 10 | 10 | 84818051 | 507079SOL 00001 | 507079SOL 00010
507081HT | SANITARY SYSTEMS | THERMOSTATIC BLENDERS | MT 15 HT MIX TERM.1 M+BOC.1/2 | QA | THERMOSTATIC BLENDERS | 114.58 | 0.498 | 1 | 10 | 10 | 84818051 | 507081HT 00001 | 507081HT 00010
507081SOL | SANITARY SYSTEMS | THERMOSTATIC BLENDERS | MT 15 SOL MIX TERM. 1M + B.1/2 | QA | THERMOSTATIC BLENDERS | 112.91 | 0.876 | 1 | 10 | 10 | 84818051 | 507081SOL 00001 | 507081SOL 00010
507082HT | SANITARY SYSTEMS | THERMOSTATIC BLENDERS | MT 15 HT MIX TERM. 1M+BOCC ¾ | QA | THERMOSTATIC BLENDERS | 114.58 | 0.498 | 1 | 10 | 10 | 84818051 | 507082HT 00001 | 507082HT 00010
507082SOL | SANITARY SYSTEMS | THERMOSTATIC BLENDERS | MT 15 SOL MIX TERM.1M + BOCC ¾ | QA | THERMOSTATIC BLENDERS | 112.91 | 0.8 | 1 | 10 | 10 | 84818051 | 507082SOL 00001 | 507082SOL 00010
507083HT | SANITARY SYSTEMS | THERMOSTATIC BLENDERS | MT 15 HT MIX TERM. 1M+BOCC.1 | QA | THERMOSTATIC BLENDERS | 135.06 | 0.974 | 1 | 10 | 10 | 84818051 | 507083HT 00001 | 507083HT 00010
507083SOL | SANITARY SYSTEMS | THERMOSTATIC BLENDERS | MT 15 SOL MIX TERM. 1M + BOC.1 | QA | THERMOSTATIC BLENDERS | 127.46 | 0.902 | 1 | 10 | 10 | 84818051 | 507083SOL 00001 | 507083SOL 00010
507086HT | SANITARY SYSTEMS | THERMOSTATIC BLENDERS | MT 15 HT MIX TERM. 1M+B. ½+VNR | QA | THERMOSTATIC BLENDERS | 118.33 | 0.498 | 1 | 10 | 10 | 84818051 | 507086HT 00001 | 507086HT 00010
507086SOL | SANITARY SYSTEMS | THERMOSTATIC BLENDERS | MT 15 SOL MIX TERM.1M+B. ½+VNR | QA | THERMOSTATIC BLENDERS | 116.57 | 0.876 | 1 | 10 | 10 | 84818051 | 507086SOL 00001 | 507086SOL 00010
507087HT | SANITARY SYSTEMS | THERMOSTATIC BLENDERS | MT 15 HT MIX TERM. 1M+B.¾+VNR | QA | THERMOSTATIC BLENDERS | 118.33 | 0.498 | 1 | 10 | 10 | 84818051 | 507087HT 00001 | 507087HT 00010
507087SOL | SANITARY SYSTEMS | THERMOSTATIC BLENDERS | MT 15 SOL MIX TERM.1M+B.¾+VNR | QA | THERMOSTATIC BLENDERS | 116.57 | 0.876 | 1 | 10 | 10 | 84818051 | 507087SOL 00001 | 507087SOL 00010
507088HT | SANITARY SYSTEMS | THERMOSTATIC BLENDERS | MT 15 HT MIX TERM. 1M+B.1+VNR | QA | THERMOSTATIC BLENDERS | 135.65 | 0.974 | 1 | 10 | 10 | 84818051 | 507088HT 00001 | 507088HT 00010
507088SOL | SANITARY SYSTEMS | THERMOSTATIC BLENDERS | MT 15 SOL MIX TERM. 1M+B.1+VNR | QA | THERMOSTATIC BLENDERS | 133.61 | 0.974 | 1 | 10 | 10 | 84818051 | 507088SOL 00001 | 507088SOL 00010
506574 | SANITARY SYSTEMS | SAFETY GROUPS | SAFEMIX 05 RU INOX | TA | SAFETY GROUPS | 200.46 | 0.965 | 1 | 6 | 6 | 84814090 | 506574 00001 | 506574 00006
506578 | SANITARY SYSTEMS | SAFETY GROUPS | SAFEMIX 15 RU INOX+KIT | TA | SAFETY GROUPS | 256.07 | 1.408 | 1 | 6 | 6 | 84814090 | 506578 00001 | 506578 00006
506580 | SANITARY SYSTEMS | SAFETY GROUPS | SAFEMIX 35 RU TFL+KIT | TA | SAFETY GROUPS | 256.07 | 1.557 | 1 | 6 | 6 | 84814090 | 506580 00001 | 506580 00006
506585 | SANITARY SYSTEMS | SAFETY GROUPS | AGS 00 RACCORDO DIELETTRICO | TA | SAFETY GROUPS | 9.93 | 0.103 | 25 | 8 | 200 | 74122000 | 506585 00025 | 506585 00200
506586 | SANITARY SYSTEMS | SAFETY GROUPS | ASM 05 KIT COLLEGAMENTO IV | TA | SAFETY GROUPS | 40.47 | 0.4054 | 1 | 8 | 8 | 84814090 | 506586 00001 | 506586 00008
506626 | SANITARY SYSTEMS | SAFETY GROUPS | GS 20D GDS ORI.INOX D.CO ROSSO | TA | SAFETY GROUPS | 77.28 | 0.456 | 1 | 16 | 16 | 84814090 | 506626 00001 | 506626 00016
507053 | SANITARY SYSTEMS | SAFETY GROUPS | GS 00E GRUP.SIC.DIR.OTTONE LEG | TA | SAFETY GROUPS | 40.23 | 0.325 | 1 | 8 | 8 | 84814090 | 507053 00001 | 507053 00008
507054 | SANITARY SYSTEMS | SAFETY GROUPS | GS 00E GRUP.SIC.DIR.TEFLON LEG | TA | SAFETY GROUPS | 43.97 | 0.325 | 1 | 8 | 8 | 84814090 | 507054 00001 | 507054 00008
507055 | SANITARY SYSTEMS | SAFETY GROUPS | GS 00E GRUP.SIC.DIR.INOX LEG | TA | SAFETY GROUPS | 43.97 | 0.325 | 1 | 8 | 8 | 84814090 | 507055 00001 | 507055 00008
507056 | SANITARY SYSTEMS | SAFETY GROUPS | GS 10E GRUP.SIC.SQ.OTTONE LEG | TA | SAFETY GROUPS | 41.26 | 0.325 | 1 | 8 | 8 | 84814090 | 507056 00001 | 507056 00008
507057 | SANITARY SYSTEMS | SAFETY GROUPS | GS 10E GRUP.SIC.SQ.TEFLON LEG | TA | SAFETY GROUPS | 45.53 | 0.325 | 1 | 8 | 8 | 84814090 | 507057 00001 | 507057 00008
507058 | SANITARY SYSTEMS | SAFETY GROUPS | GS 10E GRUP.SIC.SQ.INOX LEG | TA | SAFETY GROUPS | 45.27 | 0.325 | 1 | 8 | 8 | 84814090 | 507058 00001 | 507058 00008
507059 | SANITARY SYSTEMS | SAFETY GROUPS | GS 20D GDS ORI.TFL D.CO GIALLO | TA | SAFETY GROUPS | 76.89 | 0.458 | 1 | 16 | 16 | 84814090 | 507059 00001 | 507059 00016
507063 | SANITARY SYSTEMS | SAFETY GROUPS | GS 20E GRUP.SIC.ORI.OTT LEG | TA | SAFETY GROUPS | 45.27 | 0.325 | 1 | 8 | 8 | 84814090 | 507063 00001 | 507063 00008
507064 | SANITARY SYSTEMS | SAFETY GROUPS | GS 20E GRUP.SIC.ORI.TFL LEG | TA | SAFETY GROUPS | 48.69 | 0.325 | 1 | 8 | 8 | 84814090 | 507064 00001 | 507064 00008
507065 | SANITARY SYSTEMS | SAFETY GROUPS | GS 20E GRUP.SIC.ORI.INOX LEG | TA | SAFETY GROUPS | 49.2 | 0.325 | 1 | 8 | 8 | 84814090 | 507065 00001 | 507065 00008
507071 | SANITARY SYSTEMS | SAFETY GROUPS | SAFEMIX 25 RU TFL | TA | SAFETY GROUPS | 200.46 | 0.958 | 1 | 6 | 6 | 84814090 | 507071 00001 | 507071 00006
508050 | SANITARY SYSTEMS | SAFETY GROUPS | GS 101 GRUPPO SICUR.DIR 1/2 | TA | SAFETY GROUPS | 44.16 | 0.252 | 1 | 24 | 24 | 84814090 | 508050 00001 | 508050 00024
509160 | SANITARY SYSTEMS | SAFETY GROUPS | MA 10 MANOMETRO P.1/4M 0-10BAR | TA | SAFETY GROUPS | 10.89 | 0.094 | 3 | 16 | 48 | 90262080 | 509160 00003 | 509160 00048
5702307 | SANITARY SYSTEMS | SAFETY GROUPS | VSC 00 G1/2F-F 7 BAR | TA | SAFETY GROUPS | 12.83 | 0.131 | 10 | 8 | 80 | 84814090 | 5702307 00010 | 5702307 00080
5702317 | SANITARY SYSTEMS | SAFETY GROUPS | VSC 00 G3/4F-F 7 BAR | TA | SAFETY GROUPS | 15.07 | 0.202 | 15 | 8 | 120 | 84814090 | 5702317 00015 | 5702317 00120
5702327 | SANITARY SYSTEMS | SAFETY GROUPS | VSC 10 G1/2M-F 7 BAR | TA | SAFETY GROUPS | 13.04 | 0.13 | 20 | 8 | 160 | 84814090 | 5702327 00020 | 5702327 00160
5702337 | SANITARY SYSTEMS | SAFETY GROUPS | VSC 10 G3/4M-F 7 BAR | TA | SAFETY GROUPS | 15.11 | 0.196 | 15 | 8 | 120 | 84814090 | 5702337 00015 | 5702337 00120
5702347 | SANITARY SYSTEMS | SAFETY GROUPS | VSC 05 G1/2F-F 7 BAR M.TRO | TA | SAFETY GROUPS | 25.24 | 0.268 | 1 | 0 | 1 | 84814090 | 5702347 00001 | 5702347 00001
5702357 | SANITARY SYSTEMS | SAFETY GROUPS | VSC 05 G3/4F-F 7 BAR M.TRO | TA | SAFETY GROUPS | 27.06 | 0.276 | 1 | 0 | 1 | 84814090 | 5702357 00001 | 5702357 00001
5702367 | SANITARY SYSTEMS | SAFETY GROUPS | VSC 15 G1/2M-F 7 BAR M.TRO | TA | SAFETY GROUPS | 25.48 | 0.273 | 1 | 0 | 1 | 84814090 | 5702367 00001 | 5702367 00001
5702377 | SANITARY SYSTEMS | SAFETY GROUPS | VSC 15 G3/4M-F 7 BAR M.TRO | TA | SAFETY GROUPS | 26.97 | 0.273 | 1 | 0 | 1 | 84814090 | 5702377 00001 | 5702377 00001
5702447 | SANITARY SYSTEMS | SAFETY GROUPS | VSC 01 G1/2F-F 7 BAR NO M.TRO | TA | SAFETY GROUPS | 14.36 | 0 | 20 | 8 | 160 | 84814090 | 5702447 00020 | 5702447 00160
5702457 | SANITARY SYSTEMS | SAFETY GROUPS | VSC 01 G3/4F-F 7 BAR NO M.TRO | TA | SAFETY GROUPS | 16.18 | 0 | 15 | 8 | 120 | 84814090 | 5702457 00015 | 5702457 00120
5702467 | SANITARY SYSTEMS | SAFETY GROUPS | VSC 11 G1/2M-F 7 BAR NO M.TRO | TA | SAFETY GROUPS | 14.6 | 0.144 | 20 | 8 | 160 | 84814090 | 5702467 00020 | 5702467 00160
5702477 | SANITARY SYSTEMS | SAFETY GROUPS | VSC 11 G3/4M-F 7 BAR NO M.TRO | TA | SAFETY GROUPS | 16.08 | 0.193 | 15 | 8 | 120 | 84814090 | 5702477 00015 | 5702477 00120
507090 | SANITARY SYSTEMS | SAFETY GROUPS ACCESSORIES | AGS 01 SIFONE SCARICO DIRITTO | TC | SAFETY GROUPS ACCESSORIES | 4.532 | 0.05175 | 2 | 8 | 16 | 39172190 | 507090 00002 | 507090 00016
507093 | SANITARY SYSTEMS | SAFETY GROUPS ACCESSORIES | AGS 03 KIT COLLEG. 3/4M X 3/4G | TC | SAFETY GROUPS ACCESSORIES | 12.25 | 0.106 | 5 | 8 | 40 | 74122000 | 507093 00005 | 507093 00040
500899 | SANITARY SYSTEMS | COMPONENTS FOR SANITARY INST. | VNR 01 V. DI NON RITORNO L58 | HD | COMPONENTS FOR SANITARY INST. | 13.38 | 0.135 | 180 | 0 | 180 | 84818039 | 500899 00180 | 500899 00180
500900 | SANITARY SYSTEMS | COMPONENTS FOR SANITARY INST. | VNR 01 V.DI NON RITORNO L77.5 | HD | COMPONENTS FOR SANITARY INST. | 15.55 | 0.15 | 140 | 0 | 140 | 84818039 | 500900 00140 | 500900 00140
509001 | SANITARY SYSTEMS | COMPONENTS FOR SANITARY INST. | RDP 00 RID. PRESSIONE 2 X 1/2M | HD | COMPONENTS FOR SANITARY INST. | 120.51 | 1.348 | 1 | 0 | 1 | 84811099 | 509001 00001 | 509001 00001
509002 | SANITARY SYSTEMS | COMPONENTS FOR SANITARY INST. | RDP 00 RID. PRESSIONE 2 X 3/4M | HD | COMPONENTS FOR SANITARY INST. | 148.05 | 1.8 | 1 | 0 | 1 | 84811099 | 509002 00001 | 509002 00001
509003 | SANITARY SYSTEMS | COMPONENTS FOR SANITARY INST. | RDP 10 RID. PRESSIONE 2 X 3/8F | HD | COMPONENTS FOR SANITARY INST. | 25.81 | 0.463 | 1 | 0 | 1 | 84811099 | 509003 00001 | 509003 00001
509004 | SANITARY SYSTEMS | COMPONENTS FOR SANITARY INST. | RDP 10 RID. PRESSIONE 2 X 1/2F | HD | COMPONENTS FOR SANITARY INST. | 26.58 | 0.43 | 1 | 0 | 1 | 84811099 | 509004 00001 | 509004 00001
509005 | SANITARY SYSTEMS | COMPONENTS FOR SANITARY INST. | RDP 10 RID. PRESSIONE 2 X 3/4F | HD | COMPONENTS FOR SANITARY INST. | 28.57 | 0.5 | 5 | 4 | 20 | 84811099 | 509005 00005 | 509005 00020
509006 | SANITARY SYSTEMS | COMPONENTS FOR SANITARY INST. | RDP 20 RID. PRESSIONE 2 X 3/8F | HD | COMPONENTS FOR SANITARY INST. | 26.09 | 0.47 | 1 | 0 | 1 | 84811099 | 509006 00001 | 509006 00001
509007 | SANITARY SYSTEMS | COMPONENTS FOR SANITARY INST. | RDP 20 RID. PRESSIONE 2 X 1/2F | HD | COMPONENTS FOR SANITARY INST. | 26.54 | 0.426 | 5 | 8 | 40 | 84811099 | 509007 00005 | 509007 00040
509008 | SANITARY SYSTEMS | COMPONENTS FOR SANITARY INST. | RDP 20 RID. PRESSIONE 2 X 3/4F | HD | COMPONENTS FOR SANITARY INST. | 28.79 | 0.44 | 5 | 0 | 5 | 84811099 | 509008 00005 | 509008 00005
509009 | SANITARY SYSTEMS | COMPONENTS FOR SANITARY INST. | RDP 30 RID. PRESSIONE 2 X 3/8F | HD | COMPONENTS FOR SANITARY INST. | 46.61 | 0.76 | 1 | 0 | 1 | 84811099 | 509009 00001 | 509009 00001
509010 | SANITARY SYSTEMS | COMPONENTS FOR SANITARY INST. | RDP 30 RID. PRESSIONE 2 X 1/2F | HD | COMPONENTS FOR SANITARY INST. | 55.96 | 0.727 | 4 | 8 | 32 | 84811099 | 509010 00004 | 509010 00032
509011 | SANITARY SYSTEMS | COMPONENTS FOR SANITARY INST. | RDP 30 RID. PRESSIONE 2 X 3/4F | HD | COMPONENTS FOR SANITARY INST. | 62.03 | 1.169 | 2 | 4 | 8 | 84811099 | 509011 00002 | 509011 00008
509012 | SANITARY SYSTEMS | COMPONENTS FOR SANITARY INST. | RDP 30 RID. PRESSIONE 2 X 1"F | HD | COMPONENTS FOR SANITARY INST. | 90.43 | 1.334 | 1 | 4 | 4 | 84811099 | 509012 00001 | 509012 00004
509013 | SANITARY SYSTEMS | COMPONENTS FOR SANITARY INST. | RDP 30 RID. PRESSIONE 2X1"1/4F | HD | COMPONENTS FOR SANITARY INST. | 181.07 | 2.384 | 1 | 4 | 4 | 84811099 | 509013 00001 | 509013 00004
509014 | SANITARY SYSTEMS | COMPONENTS FOR SANITARY INST. | RDP 30 RID. PRESSIONE 2X1"1/2F | HD | COMPONENTS FOR SANITARY INST. | 203.07 | 2.384 | 1 | 4 | 4 | 84811099 | 509014 00001 | 509014 00004
509015 | SANITARY SYSTEMS | COMPONENTS FOR SANITARY INST. | RDP 30 RID. PRESSIONE 2 X 2"F | HD | COMPONENTS FOR SANITARY INST. | 305.08 | 3.251 | 3 | 0 | 3 | 84811099 | 509015 00003 | 509015 00003
509016 | SANITARY SYSTEMS | COMPONENTS FOR SANITARY INST. | RDP 30 RID. PRESSIONE 2X2"1/2F | HD | COMPONENTS FOR SANITARY INST. | 529.3 | 3.654 | 1 | 0 | 1 | 84811099 | 509016 00001 | 509016 00001
509017 | SANITARY SYSTEMS | COMPONENTS FOR SANITARY INST. | RDP 30 RID. PRESSIONE 2 X 3"F | HD | COMPONENTS FOR SANITARY INST. | 739.1 | 5.775 | 1 | 0 | 1 | 84811099 | 509017 00001 | 509017 00001
509018 | SANITARY SYSTEMS | COMPONENTS FOR SANITARY INST. | RDP 30 RID. PRESSIONE 2 X 4"F | HD | COMPONENTS FOR SANITARY INST. | 1686.94 | 6.8 | 1 | 0 | 1 | 84811099 | 509018 00001 | 509018 00001
509020 | SANITARY SYSTEMS | COMPONENTS FOR SANITARY INST. | RDP 40 RID. PRESSIONE 2 X 1/2M | HD | COMPONENTS FOR SANITARY INST. | 64.2 | 0.853 | 3 | 0 | 3 | 84811099 | 509020 00003 | 509020 00003
509021 | SANITARY SYSTEMS | COMPONENTS FOR SANITARY INST. | RDP 40 RID. PRESSIONE 2 X 3/4M | HD | COMPONENTS FOR SANITARY INST. | 87.21 | 0.95 | 3 | 8 | 24 | 84811099 | 509021 00003 | 509021 00024
509022 | SANITARY SYSTEMS | COMPONENTS FOR SANITARY INST. | RDP 40 RID. PRESSIONE 2 X 1"M | HD | COMPONENTS FOR SANITARY INST. | 122.54 | 1.676 | 1 | 8 | 8 | 84811099 | 509022 00001 | 509022 00008
509023 | SANITARY SYSTEMS | COMPONENTS FOR SANITARY INST. | RDP 40 RID. PRESSIONE 2X1"1/4M | HD | COMPONENTS FOR SANITARY INST. | 242.24 | 2.94 | 1 | 0 | 1 | 84811099 | 509023 00001 | 509023 00001
509024 | SANITARY SYSTEMS | COMPONENTS FOR SANITARY INST. | RDP 40 RID. PRESSIONE 2X1"1/2M | HD | COMPONENTS FOR SANITARY INST. | 256.71 | 3.086 | 1 | 0 | 1 | 84811099 | 509024 00001 | 509024 00001
509025 | SANITARY SYSTEMS | COMPONENTS FOR SANITARY INST. | RDP 40 RID. PRESSIONE 2 X 2"M | HD | COMPONENTS FOR SANITARY INST. | 391.34 | 5.042 | 2 | 0 | 2 | 84811099 | 509025 00002 | 509025 00002
509029 | SANITARY SYSTEMS | COMPONENTS FOR SANITARY INST. | ACA 00 AMM.COLPO D'ARIETE 1/2M | HD | COMPONENTS FOR SANITARY INST. | 35.13 | 0.486 | 4 | 3 | 12 | 74122000 | 509029 00004 | 509029 00012
509030 | SANITARY SYSTEMS | COMPONENTS FOR SANITARY INST. | FI 00 FILTRO AUTOPUL. 2 X 1/2F | HD | COMPONENTS FOR SANITARY INST. | 126.99 | 1.825 | 2 | 0 | 2 | 74122000 | 509030 00002 | 509030 00002
509031 | SANITARY SYSTEMS | COMPONENTS FOR SANITARY INST. | FI 00 FILTRO AUTOPUL. 2 X 3/4F | HD | COMPONENTS FOR SANITARY INST. | 126.99 | 1.775 | 2 | 0 | 2 | 74122000 | 509031 00002 | 509031 00002
509032 | SANITARY SYSTEMS | COMPONENTS FOR SANITARY INST. | FI 00 FILTRO AUTOPUL. 2 X 1"F | HD | COMPONENTS FOR SANITARY INST. | 158.67 | 1.625 | 2 | 0 | 2 | 74122000 | 509032 00002 | 509032 00002
509033 | SANITARY SYSTEMS | COMPONENTS FOR SANITARY INST. | FI 00 FILTRO AUTOPUL. 2X1"1/4F | HD | COMPONENTS FOR SANITARY INST. | 158.67 | 1.98 | 2 | 0 | 2 | 74122000 | 509033 00002 | 509033 00002
509034 | SANITARY SYSTEMS | COMPONENTS FOR SANITARY INST. | FI 00 FILTRO AUTOPUL. 2X1"1/2F | HD | COMPONENTS FOR SANITARY INST. | 218.12 | 3.214 | 2 | 0 | 2 | 74122000 | 509034 00002 | 509034 00002
509035 | SANITARY SYSTEMS | COMPONENTS FOR SANITARY INST. | FI 00 FILTRO AUTOPUL. 2 X 2"F | HD | COMPONENTS FOR SANITARY INST. | 218.12 | 3.4 | 2 | 0 | 2 | 74122000 | 509035 00002 | 509035 00002
509036 | SANITARY SYSTEMS | COMPONENTS FOR SANITARY INST. | FI 10 FILTRO A Y 2 X 1/2F | HD | COMPONENTS FOR SANITARY INST. | 9.22 | 0.141 | 25 | 0 | 25 | 84811005 | 509036 00025 | 509036 00025
509037 | SANITARY SYSTEMS | COMPONENTS FOR SANITARY INST. | FI 10 FILTRO A Y 2 X 3/4F | HD | COMPONENTS FOR SANITARY INST. | 14.98 | 0.233 | 12 | 0 | 12 | 84811005 | 509037 00012 | 509037 00012
509038 | SANITARY SYSTEMS | COMPONENTS FOR SANITARY INST. | FI 10 FILTRO A Y 2 X 1"F | HD | COMPONENTS FOR SANITARY INST. | 26.34 | 0.38 | 8 | 4 | 32 | 84811005 | 509038 00008 | 509038 00032
509039 | SANITARY SYSTEMS | COMPONENTS FOR SANITARY INST. | FI 10 FILTRO A Y 2 X 1"1/4F | HD | COMPONENTS FOR SANITARY INST. | 35.56 | 0.565 | 2 | 0 | 2 | 84811005 | 509039 00002 | 509039 00002
509040 | SANITARY SYSTEMS | COMPONENTS FOR SANITARY INST. | FI 10 FILTRO A Y 2 X 1"1/2F | HD | COMPONENTS FOR SANITARY INST. | 47.37 | 0.726 | 2 | 0 | 2 | 84811005 | 509040 00002 | 509040 00002
509041 | SANITARY SYSTEMS | COMPONENTS FOR SANITARY INST. | FI 10 FILTRO A Y 2 X 2"F | HD | COMPONENTS FOR SANITARY INST. | 76.83 | 1.09 | 1 | 4 | 4 | 84811005 | 509041 00001 | 509041 00004
509042 | SANITARY SYSTEMS | COMPONENTS FOR SANITARY INST. | FI 10 FILTRO A Y 2 X 2"1/2F | HD | COMPONENTS FOR SANITARY INST. | 136.62 | 2.162 | 3 | 0 | 3 | 84811005 | 509042 00003 | 509042 00003
509043 | SANITARY SYSTEMS | COMPONENTS FOR SANITARY INST. | FI 10 FILTRO A Y 2 X 3"F | HD | COMPONENTS FOR SANITARY INST. | 185.03 | 3.064 | 3 | 0 | 3 | 84811005 | 509043 00003 | 509043 00003
509045 | SANITARY SYSTEMS | COMPONENTS FOR SANITARY INST. | VR 00 V.RITEGNO 2X3/8F-25BAR | HD | COMPONENTS FOR SANITARY INST. | 11.72 | 0.181 | 20 | 4 | 80 | 74122000 | 509045 00020 | 509045 00080
509046 | SANITARY SYSTEMS | COMPONENTS FOR SANITARY INST. | VR 00 V.RITEGNO 2X1/2F-25BAR | HD | COMPONENTS FOR SANITARY INST. | 13.76 | 0.182 | 20 | 4 | 80 | 74122000 | 509046 00020 | 509046 00080
509047 | SANITARY SYSTEMS | COMPONENTS FOR SANITARY INST. | VR 00 V.RITEGNO 2X3/4F-25BAR | HD | COMPONENTS FOR SANITARY INST. | 18.55 | 0.283 | 10 | 4 | 40 | 74122000 | 509047 00010 | 509047 00040
509048 | SANITARY SYSTEMS | COMPONENTS FOR SANITARY INST. | VR 00 V.RITEGNO 2X1"F-25BAR | HD | COMPONENTS FOR SANITARY INST. | 25.28 | 0.404 | 12 | 4 | 48 | 74122000 | 509048 00012 | 509048 00048
509049 | SANITARY SYSTEMS | COMPONENTS FOR SANITARY INST. | VR 00 V.RITEGNO 2X1"1/4F-18BAR | HD | COMPONENTS FOR SANITARY INST. | 39.48 | 0.658 | 6 | 4 | 24 | 74122000 | 509049 00006 | 509049 00024
509050 | SANITARY SYSTEMS | COMPONENTS FOR SANITARY INST. | VR 00 V.RITEGNO 2X1"1/2F-18BAR | HD | COMPONENTS FOR SANITARY INST. | 53.56 | 0.868 | 4 | 4 | 16 | 74122000 | 509050 00004 | 509050 00016
509051 | SANITARY SYSTEMS | COMPONENTS FOR SANITARY INST. | VR 00 V.RITEGNO 2X2"F-18BAR | HD | COMPONENTS FOR SANITARY INST. | 82.11 | 1.286 | 2 | 4 | 8 | 74122000 | 509051 00002 | 509051 00008
509052 | SANITARY SYSTEMS | COMPONENTS FOR SANITARY INST. | VR 00 V.RITEGNO 2X2"1/2F-10BAR | HD | COMPONENTS FOR SANITARY INST. | 187.98 | 1.485 | 3 | 0 | 3 | 74122000 | 509052 00003 | 509052 00003
509053 | SANITARY SYSTEMS | COMPONENTS FOR SANITARY INST. | VR 00 V.RITEGNO 2X3"F-10BAR | HD | COMPONENTS FOR SANITARY INST. | 280.59 | 2.37 | 1 | 0 | 1 | 74122000 | 509053 00001 | 509053 00001
509054 | SANITARY SYSTEMS | COMPONENTS FOR SANITARY INST. | VR 00 V.RITEGNO 2X4"F-10BAR | HD | COMPONENTS FOR SANITARY INST. | 467.55 | 3.562 | 1 | 0 | 1 | 74122000 | 509054 00001 | 509054 00001
509055 | SANITARY SYSTEMS | COMPONENTS FOR SANITARY INST. | AVR 00 FILTRO V.RITEGNO 3/8 | HD | COMPONENTS FOR SANITARY INST. | 1.911 | 0.01 | 30 | 4 | 120 | 73269098 | 509055 00030 | 509055 00120
509056 | SANITARY SYSTEMS | COMPONENTS FOR SANITARY INST. | AVR 00 FILTRO V.RITEGNO 1/2 | HD | COMPONENTS FOR SANITARY INST. | 1.93 | 0.01 | 25 | 4 | 100 | 73269098 | 509056 00025 | 509056 00100
509057 | SANITARY SYSTEMS | COMPONENTS FOR SANITARY INST. | AVR 00 FILTRO V.RITEGNO 3/4 | HD | COMPONENTS FOR SANITARY INST. | 2.176 | 0.016 | 25 | 4 | 100 | 73269098 | 509057 00025 | 509057 00100
509058 | SANITARY SYSTEMS | COMPONENTS FOR SANITARY INST. | AVR 00 FILTRO V.RITEGNO 1" | HD | COMPONENTS FOR SANITARY INST. | 2.817 | 0.024 | 20 | 4 | 80 | 73269098 | 509058 00020 | 509058 00080
509059 | SANITARY SYSTEMS | COMPONENTS FOR SANITARY INST. | AVR 00 FILTRO V.RITEGNO 1"1/4 | HD | COMPONENTS FOR SANITARY INST. | 3.679 | 0.033 | 10 | 4 | 40 | 73269098 | 509059 00010 | 509059 00040
509060 | SANITARY SYSTEMS | COMPONENTS FOR SANITARY INST. | AVR 00 FILTRO V.RITEGNO 1"1/2 | HD | COMPONENTS FOR SANITARY INST. | 4.014 | 0.181 | 10 | 4 | 40 | 73269098 | 509060 00010 | 509060 00040
509061 | SANITARY SYSTEMS | COMPONENTS FOR SANITARY INST. | AVR 00 FILTRO V.RITEGNO 2" | HD | COMPONENTS FOR SANITARY INST. | 6.12 | 0.063 | 4 | 4 | 16 | 73269098 | 509061 00004 | 509061 00016
509062 | SANITARY SYSTEMS | COMPONENTS FOR SANITARY INST. | AVR 00 FILTRO V.RITEGNO 2"1/2 | HD | COMPONENTS FOR SANITARY INST. | 10.94 | 0.09 | 2 | 4 | 8 | 73269098 | 509062 00002 | 509062 00008
509063 | SANITARY SYSTEMS | COMPONENTS FOR SANITARY INST. | AVR 00 FILTRO V.RITEGNO 3" | HD | COMPONENTS FOR SANITARY INST. | 13.05 | 0.126 | 2 | 4 | 8 | 73269098 | 509063 00002 | 509063 00008
509064 | SANITARY SYSTEMS | COMPONENTS FOR SANITARY INST. | AVR 00 FILTRO V.RITEGNO 4" | HD | COMPONENTS FOR SANITARY INST. | 16.92 | 0.182 | 4 | 0 | 4 | 73269098 | 509064 00004 | 509064 00004
509065 | SANITARY SYSTEMS | COMPONENTS FOR SANITARY INST. | MA 00 MANOMETRO R.1/4M 0-16BAR | HD | COMPONENTS FOR SANITARY INST. | 10.4 | 0.093 | 3 | 32 | 96 | 90262080 | 509065 00003 | 509065 00096
509066 | SANITARY SYSTEMS | COMPONENTS FOR SANITARY INST. | MA 10 MANOMETRO P.1/4M 0-16BAR | HD | COMPONENTS FOR SANITARY INST. | 10.4 | 0.094 | 1 | 32 | 32 | 90262080 | 509066 00001 | 509066 00032
509090 | SANITARY SYSTEMS | COMPONENTS FOR SANITARY INST. | VSM 00 V.SIC.MEMB.FF1/2 1,5B | HD | COMPONENTS FOR SANITARY INST. | 8.11 | 0.113 | 1 | 0 | 1 | 74122000 | 509090 00001 | 509090 00001
509091 | SANITARY SYSTEMS | COMPONENTS FOR SANITARY INST. | VSM 00 V.SIC.MEMB.FF1/2 1,8B | HD | COMPONENTS FOR SANITARY INST. | 8.11 | 0.118 | 0 | 0 | 0 | 74122000 | 509091 00000 | 509091 00000
509094 | SANITARY SYSTEMS | COMPONENTS FOR SANITARY INST. | VSM 00 V.SIC.MEMB.FF1/2 4BAR | HD | COMPONENTS FOR SANITARY INST. | 8.11 | 0.114 | 0 | 0 | 0 | 74122000 | 509094 00000 | 509094 00000
509098 | SANITARY SYSTEMS | COMPONENTS FOR SANITARY INST. | VSM 00 V.SIC.MEMB.FF3/4 2,5B | HD | COMPONENTS FOR SANITARY INST. | 11.64 | 0.174 | 10 | 8 | 80 | 74122000 | 509098 00010 | 509098 00080
509100 | SANITARY SYSTEMS | COMPONENTS FOR SANITARY INST. | VSM 00 V.SIC.MEMB.FF3/4 4BAR | HD | COMPONENTS FOR SANITARY INST. | 11.64 | 0.174 | 10 | 8 | 80 | 74122000 | 509100 00010 | 509100 00080
509102 | SANITARY SYSTEMS | COMPONENTS FOR SANITARY INST. | VSM 00 V.SIC.MEMB.FF1" 1,5BAR | HD | COMPONENTS FOR SANITARY INST. | 15.61 | 0.237 | 0 | 0 | 0 | 74122000 | 509102 00000 | 509102 00000
509105 | SANITARY SYSTEMS | COMPONENTS FOR SANITARY INST. | VSM 00 V.SIC.MEMB.FF1" 3BAR | HD | COMPONENTS FOR SANITARY INST. | 15.74 | 0.215 | 10 | 8 | 80 | 74122000 | 509105 00010 | 509105 00080
509106 | SANITARY SYSTEMS | COMPONENTS FOR SANITARY INST. | VSM 00 V.SIC.MEMB.FF1" 4BAR | HD | COMPONENTS FOR SANITARY INST. | 15.74 | 0.236 | 10 | 8 | 80 | 74122000 | 509106 00010 | 509106 00080
509107 | SANITARY SYSTEMS | COMPONENTS FOR SANITARY INST. | VSM 00 V.SIC.MEMB.FF1" 6BAR | HD | COMPONENTS FOR SANITARY INST. | 15.74 | 0.242 | 10 | 8 | 80 | 74122000 | 509107 00010 | 509107 00080
509126 | SANITARY SYSTEMS | COMPONENTS FOR SANITARY INST. | PRV RID.PSS DN15 | HD | COMPONENTS FOR SANITARY INST. | 101.36 | 0.513 | 1 | 0 | 1 | 84811005 | 509126 00001 | 509126 00001
509127 | SANITARY SYSTEMS | COMPONENTS FOR SANITARY INST. | PRV RID.PSS DN20 | HD | COMPONENTS FOR SANITARY INST. | 121.63 | 0.513 | 1 | 0 | 1 | 84811005 | 509127 00001 | 509127 00001
509128 | SANITARY SYSTEMS | COMPONENTS FOR SANITARY INST. | PRV RID.PSS DN25 | HD | COMPONENTS FOR SANITARY INST. | 155.43 | 1.121 | 1 | 0 | 1 | 84811005 | 509128 00001 | 509128 00001
509129 | SANITARY SYSTEMS | COMPONENTS FOR SANITARY INST. | PRV RID.PSS DN32 | HD | COMPONENTS FOR SANITARY INST. | 324.36 | 2.107 | 1 | 0 | 1 | 84811005 | 509129 00001 | 509129 00001
509130 | SANITARY SYSTEMS | COMPONENTS FOR SANITARY INST. | PRV RID.PSS DN40 | HD | COMPONENTS FOR SANITARY INST. | 473.02 | 2.416 | 1 | 0 | 1 | 84811005 | 509130 00001 | 509130 00001
509151 | SANITARY SYSTEMS | COMPONENTS FOR SANITARY INST. | PRV NB RID.PSS DN15 NO BOC. | HD | COMPONENTS FOR SANITARY INST. | 87.85 | 0.355 | 1 | 0 | 1 | 84811005 | 509151 00001 | 509151 00001
509152 | SANITARY SYSTEMS | COMPONENTS FOR SANITARY INST. | PRV NB RID.PSS DN20 NO BOC. | HD | COMPONENTS FOR SANITARY INST. | 105.42 | 0.43 | 1 | 0 | 1 | 84811005 | 509152 00001 | 509152 00001
509153 | SANITARY SYSTEMS | COMPONENTS FOR SANITARY INST. | PRV NB RID.PSS DN25 NO BOC. | HD | COMPONENTS FOR SANITARY INST. | 122.99 | 0.652 | 1 | 0 | 1 | 84811005 | 509153 00001 | 509153 00001
509154 | SANITARY SYSTEMS | COMPONENTS FOR SANITARY INST. | PRV NB RID.PSS DN32 NO BOC. | HD | COMPONENTS FOR SANITARY INST. | 283.81 | 1.541 | 1 | 0 | 1 | 84811005 | 509154 00001 | 509154 00001
509155 | SANITARY SYSTEMS | COMPONENTS FOR SANITARY INST. | PRV NB RID.PSS DN40 NO BOC. | HD | COMPONENTS FOR SANITARY INST. | 412.21 | 1.498 | 1 | 4 | 4 | 84811005 | 509155 00001 | 509155 00004
5090303 | SANITARY SYSTEMS | COMPONENTS FOR SANITARY INST. | FI 003 FILTRO AUT.2 X 1/2F 300 | HD | COMPONENTS FOR SANITARY INST. | 124.13 | 0 | 2 | 0 | 2 | 74122000 | 5090303 00002 | 5090303 00002
5090313 | SANITARY SYSTEMS | COMPONENTS FOR SANITARY INST. | FI 003 FILTRO AUT.2 X 3/4F 300 | HD | COMPONENTS FOR SANITARY INST. | 124.13 | 1.621 | 2 | 0 | 2 | 74122000 | 5090313 00002 | 5090313 00002
5090323 | SANITARY SYSTEMS | COMPONENTS FOR SANITARY INST. | FI 003 FILTRO AUT. 2 X 1 F 300 | HD | COMPONENTS FOR SANITARY INST. | 155.56 | 2.003 | 2 | 0 | 2 | 74122000 | 5090323 00002 | 5090323 00002
5090333 | SANITARY SYSTEMS | COMPONENTS FOR SANITARY INST. | FI 003 FILTRO AUT.2X1 1/4F 300 | HD | COMPONENTS FOR SANITARY INST. | 155.56 | 1.198 | 2 | 0 | 2 | 74122000 | 5090333 00002 | 5090333 00002
5090343 | SANITARY SYSTEMS | COMPONENTS FOR SANITARY INST. | FI 003 FILTRO AUT.2X1 1/2F 300 | HD | COMPONENTS FOR SANITARY INST. | 218.12 | 3.168 | 2 | 0 | 2 | 74122000 | 5090343 00002 | 5090343 00002
5090353 | SANITARY SYSTEMS | COMPONENTS FOR SANITARY INST. | FI 003 FILTRO AUT. 2 X 2 F 300 | HD | COMPONENTS FOR SANITARY INST. | 218.12 | 2.988 | 2 | 0 | 2 | 74122000 | 5090353 00002 | 5090353 00002
158-112 | SANITARY SYSTEMS | COMPONENTS FOR SANITARY INST. | CARTUC.NORMALE(300M) 1" 1/2-2" | HD | COMPONENTS FOR SANITARY INST. | 22.85 | 0.023 | 1 | 0 | 1 | 73269098 | 158-112 00001 | 158-112 00001
158-114 | SANITARY SYSTEMS | COMPONENTS FOR SANITARY INST. | CARTUC.NORMALE (300M) 1"-1"1/4 | HD | COMPONENTS FOR SANITARY INST. | 13.37 | 0.028 | 1 | 0 | 1 | 73269098 | 158-114 00001 | 158-114 00001
509036M | SANITARY SYSTEMS | COMPONENTS FOR SANITARY INST. | FI 10 FILTRO A Y 2 X 1/2F MAG | HD | COMPONENTS FOR SANITARY INST. | 31.73 | 0.164 | 25 | 4 | 100 | 84811005 | 509036M 00025 | 509036M 00100
509037M | SANITARY SYSTEMS | COMPONENTS FOR SANITARY INST. | FI 10 FILTRO A Y 2 X 3/4F MAG | HD | COMPONENTS FOR SANITARY INST. | 40.17 | 0.253 | 12 | 4 | 48 | 84811005 | 509037M 00012 | 509037M 00048
509038M | SANITARY SYSTEMS | COMPONENTS FOR SANITARY INST. | FI 10 FILTRO A Y 2 X 1 F MAG | HD | COMPONENTS FOR SANITARY INST. | 52.77 | 0.45 | 8 | 4 | 32 | 84811005 | 509038M 00008 | 509038M 00032
509039M | SANITARY SYSTEMS | COMPONENTS FOR SANITARY INST. | FI 10 FILTRO A Y 2 X 1 1/4F MA | HD | COMPONENTS FOR SANITARY INST. | 74.78 | 0.596 | 2 | 4 | 8 | 84811005 | 509039M 00002 | 509039M 00008
509040M | SANITARY SYSTEMS | COMPONENTS FOR SANITARY INST. | FI 10 FILTRO A Y 2 X 1 1/2F MA | HD | COMPONENTS FOR SANITARY INST. | 92.3 | 0.759 | 2 | 4 | 8 | 84811005 | 509040M 00002 | 509040M 00008
509041M | SANITARY SYSTEMS | COMPONENTS FOR SANITARY INST. | FI 10 FILTRO A Y 2 X 2 F MAG | HD | COMPONENTS FOR SANITARY INST. | 138.07 | 1.09 | 1 | 4 | 4 | 84811005 | 509041M 00001 | 509041M 00004
510002GAS | GAS SYSTEMS | GAS VALVES | PT 5608 RAC.DIR. 1/2M X 20/2 | IL | GAS PRESSFITT | 5.14 | 0.074 | 200 | 0 | 200 | 74122000 | 510002GAS 00200 | 510002GAS 00200
510003GAS | GAS SYSTEMS | GAS VALVES | PT 5608 RAC.DIR. 3/4M X 20/2 | IL | GAS PRESSFITT | 6.2 | 0.1 | 170 | 0 | 170 | 74122000 | 510003GAS 00170 | 510003GAS 00170
510004GAS | GAS SYSTEMS | GAS VALVES | PT 5608 RAC.DIR. 3/4M X 26/3 | IL | GAS PRESSFITT | 7.46 | 0.111 | 130 | 0 | 130 | 74122000 | 510004GAS 00130 | 510004GAS 00130
510006GAS | GAS SYSTEMS | GAS VALVES | PT 5700 RAC.DIR 20/2 X 20/2 | IL | GAS PRESSFITT | 6.77 | 0.087 | 150 | 0 | 150 | 74122000 | 510006GAS 00150 | 510006GAS 00150
510007GAS | GAS SYSTEMS | GAS VALVES | PT 5700 RAC.DIR. 26/3 X 26/3 | IL | GAS PRESSFITT | 9.37 | 0.117 | 120 | 0 | 120 | 74122000 | 510007GAS 00120 | 510007GAS 00120
510012GAS | GAS SYSTEMS | GAS VALVES | PT 5613 RAC.DIR. 1/2F X 20/2 | IL | GAS PRESSFITT | 5.28 | 0.08 | 150 | 0 | 150 | 74122000 | 510012GAS 00150 | 510012GAS 00150
510013GAS | GAS SYSTEMS | GAS VALVES | PT 5613 RAC.DIR. 3/4F X 20/2 | IL | GAS PRESSFITT | 6.26 | 0.112 | 140 | 0 | 140 | 74122000 | 510013GAS 00140 | 510013GAS 00140
510014GAS | GAS SYSTEMS | GAS VALVES | PT 5613 RAC.DIR. 3/4F X 26/3 | IL | GAS PRESSFITT | 7.75 | 0.12 | 140 | 0 | 140 | 74122000 | 510014GAS 00140 | 510014GAS 00140
510019GAS | GAS SYSTEMS | GAS VALVES | PT 5700 RAC.DIR. 32/3 X 26/3 | IL | GAS PRESSFITT | 12.1 | 0.161 | 100 | 0 | 100 | 74122000 | 510019GAS 00100 | 510019GAS 00100
510020GAS | GAS SYSTEMS | GAS VALVES | PT 5700 RAC.DIR. 32/3 X 32/3 | IL | GAS PRESSFITT | 12.75 | 0.176 | 80 | 0 | 80 | 74122000 | 510020GAS 00080 | 510020GAS 00080
510021GAS | GAS SYSTEMS | GAS VALVES | PT 5608 RAC.DIR. 1"M X 32/3 | IL | GAS PRESSFITT | 10.94 | 0.173 | 100 | 0 | 100 | 74122000 | 510021GAS 00100 | 510021GAS 00100
510022GAS | GAS SYSTEMS | GAS VALVES | PT 5613 RAC.DIR. 1"F X 32/3 | IL | GAS PRESSFITT | 10.79 | 0.18 | 90 | 0 | 90 | 74122000 | 510022GAS 00090 | 510022GAS 00090
510044GAS | GAS SYSTEMS | GAS VALVES | PT 5608 RAC.DIR. 1 M X 26/3 | IL | GAS PRESSFITT | 10.29 | 0.173 | 100 | 0 | 100 | 74122000 | 510044GAS 00100 | 510044GAS 00100
510047GAS | GAS SYSTEMS | GAS VALVES | PT 5613 RAC.DIR. 1"F X 26/3 | IL | GAS PRESSFITT | 10.43 | 0.181 | 100 | 0 | 100 | 74122000 | 510047GAS 00100 | 510047GAS 00100
511002GAS | GAS SYSTEMS | GAS VALVES | PT 5711 RAC.L 1/2M X 20/2 | IL | GAS PRESSFITT | 6.99 | 0.091 | 150 | 0 | 150 | 74122000 | 511002GAS 00150 | 511002GAS 00150
511003GAS | GAS SYSTEMS | GAS VALVES | PT 5711 RAC.L 3/4M X 20/2 | IL | GAS PRESSFITT | 7.92 | 0.125 | 150 | 0 | 150 | 74122000 | 511003GAS 00150 | 511003GAS 00150
511004GAS | GAS SYSTEMS | GAS VALVES | PT 5711 RAC.L 3/4M X 26/3 | IL | GAS PRESSFITT | 10.2 | 0.165 | 100 | 0 | 100 | 74122000 | 511004GAS 00100 | 511004GAS 00100
511006GAS | GAS SYSTEMS | GAS VALVES | PT 5712 RAC.L 1/2F X 20/2 | IL | GAS PRESSFITT | 6.99 | 0.096 | 150 | 0 | 150 | 74122000 | 511006GAS 00150 | 511006GAS 00150
511007GAS | GAS SYSTEMS | GAS VALVES | PT 5712 RAC.L 3/4F X 20/2 | IL | GAS PRESSFITT | 7.56 | 0.113 | 150 | 0 | 150 | 74122000 | 511007GAS 00150 | 511007GAS 00150
511008GAS | GAS SYSTEMS | GAS VALVES | PT 5712 RAC.L 3/4F X 26/3 | IL | GAS PRESSFITT | 9.51 | 0.143 | 100 | 0 | 100 | 74122000 | 511008GAS 00100 | 511008GAS 00100
511010GAS | GAS SYSTEMS | GAS VALVES | PT 5710 RAC.L 2 X 20/2 | IL | GAS PRESSFITT | 8.01 | 0.11 | 150 | 0 | 150 | 74122000 | 511010GAS 00150 | 511010GAS 00150
511011GAS | GAS SYSTEMS | GAS VALVES | PT 5710 RAC.L 2 X 26/3 | IL | GAS PRESSFITT | 12.9 | 0.185 | 80 | 0 | 80 | 74122000 | 511011GAS 00080 | 511011GAS 00080
511012GAS | GAS SYSTEMS | GAS VALVES | PT 5710 RAC.L 2 X 32/3 | IL | GAS PRESSFITT | 17.75 | 0.29 | 50 | 0 | 50 | 74122000 | 511012GAS 00050 | 511012GAS 00050
512002GAS | GAS SYSTEMS | GAS VALVES | PT 5720 RAC.T 3 X 20/2 | IL | GAS PRESSFITT | 11.7 | 0.159 | 75 | 0 | 75 | 74122000 | 512002GAS 00075 | 512002GAS 00075
512003GAS | GAS SYSTEMS | GAS VALVES | PT 5720 RAC.T 3 X 26/3 | IL | GAS PRESSFITT | 18.36 | 0.268 | 50 | 0 | 50 | 74122000 | 512003GAS 00050 | 512003GAS 00050
512006GAS | GAS SYSTEMS | GAS VALVES | PT 5720 RAC.T 26/3X20/2X26/3 | IL | GAS PRESSFITT | 17.84 | 0.264 | 50 | 0 | 50 | 74122000 | 512006GAS 00050 | 512006GAS 00050
512012GAS | GAS SYSTEMS | GAS VALVES | PT 5720 RAC.T 26/3X20/2X20/2 | IL | GAS PRESSFITT | 17.01 | 0.255 | 60 | 0 | 60 | 74122000 | 512012GAS 00060 | 512012GAS 00060
512017GAS | GAS SYSTEMS | GAS VALVES | PT 5720 RAC.T 32/3X26/3X26/3 | IL | GAS PRESSFITT | 27.72 | 0.415 | 40 | 0 | 40 | 74122000 | 512017GAS 00040 | 512017GAS 00040
512018GAS | GAS SYSTEMS | GAS VALVES | PT 5720 RAC.T 32/3X26/3X32/3 | IL | GAS PRESSFITT | 27.76 | 0.415 | 30 | 0 | 30 | 74122000 | 512018GAS 00030 | 512018GAS 00030
512020GAS | GAS SYSTEMS | GAS VALVES | PT 5720 RAC.T 3 X 32/3 | IL | GAS PRESSFITT | 28.14 | 0.415 | 30 | 0 | 30 | 74122000 | 512020GAS 00030 | 512020GAS 00030
512027GAS | GAS SYSTEMS | GAS VALVES | PT 5722 RAC.T 20/2X1/2FX20/2 | IL | GAS PRESSFITT | 9.98 | 0.142 | 100 | 0 | 100 | 74122000 | 512027GAS 00100 | 512027GAS 00100
512050GAS | GAS SYSTEMS | GAS VALVES | PT 5720 RAC.T 32/3X20/2X26/3 | IL | GAS PRESSFITT | 27.11 | 0.413 | 40 | 0 | 40 | 74122000 | 512050GAS 00040 | 512050GAS 00040
513002GAS | GAS SYSTEMS | GAS VALVES | PTM 5760 RAC.MUR. 1/2F X 20/2 | IL | GAS PRESSFITT | 9.1 | 0.145 | 80 | 0 | 80 | 74122000 | 513002GAS 00080 | 513002GAS 00080
513003GAS | GAS SYSTEMS | GAS VALVES | PTM 5760 RAC.MUR. 3/4F X 20/2 | IL | GAS PRESSFITT | 11.87 | 0.199 | 60 | 0 | 60 | 74122000 | 513003GAS 00060 | 513003GAS 00060
513004GAS | GAS SYSTEMS | GAS VALVES | PTM 5760 RAC.MUR. 3/4F X 26/3 | IL | GAS PRESSFITT | 12.61 | 0.2028 | 60 | 0 | 60 | 74122000 | 513004GAS 00060 | 513004GAS 00060
510001MPGAS | GAS SYSTEMS | GAS VALVES | MP 5608 RAC.DIR. 1/2M X 16/2 | IQ | GAS MULTIPRESS IVAR | 4.408 | 0.054 | 40 | 0 | 40 | 74122000 | 510001MPGAS 00040 | 510001MPGAS 00040
510002MPGAS | GAS SYSTEMS | GAS VALVES | MP 5608 RAC.DIR. 1/2M X 20/2 | IQ | GAS MULTIPRESS IVAR | 5.1 | 0.064 | 40 | 0 | 40 | 74122000 | 510002MPGAS 00040 | 510002MPGAS 00040
510003MPGAS | GAS SYSTEMS | GAS VALVES | MP 5608 RAC.DIR. 3/4M X 20/2 | IQ | GAS MULTIPRESS IVAR | 6.47 | 0.082 | 30 | 0 | 30 | 74122000 | 510003MPGAS 00030 | 510003MPGAS 00030
510004MPGAS | GAS SYSTEMS | GAS VALVES | MP 5608 RAC.DIR. 3/4M X 26/3 | IQ | GAS MULTIPRESS IVAR | 8.44 | 0.0958 | 30 | 0 | 30 | 74122000 | 510004MPGAS 00030 | 510004MPGAS 00030
510005MPGAS | GAS SYSTEMS | GAS VALVES | MP 5700 RAC.DIR. 16/2 X 16/2 | IQ | GAS MULTIPRESS IVAR | 5.7 | 0.056 | 40 | 0 | 40 | 74122000 | 510005MPGAS 00040 | 510005MPGAS 00040
510006MPGAS | GAS SYSTEMS | GAS VALVES | MP 5700 RAC.DIR 20/2 X 20/2 | IQ | GAS MULTIPRESS IVAR | 7.45 | 0.083 | 30 | 0 | 30 | 74122000 | 510006MPGAS 00030 | 510006MPGAS 00030
510007MPGAS | GAS SYSTEMS | GAS VALVES | MP 5700 RAC.DIR. 26/3 X 26/3 | IQ | GAS MULTIPRESS IVAR | 11.11 | 0.128 | 20 | 0 | 20 | 74122000 | 510007MPGAS 00020 | 510007MPGAS 00020
510008MPGAS | GAS SYSTEMS | GAS VALVES | MP 5700 RAC.DIR. 20/2 X 16/2 | IQ | GAS MULTIPRESS IVAR | 6.86 | 0.073 | 40 | 0 | 40 | 74122000 | 510008MPGAS 00040 | 510008MPGAS 00040
510009MPGAS | GAS SYSTEMS | GAS VALVES | MP 5700 RAC.DIR. 26/3 X 16/2 | IQ | GAS MULTIPRESS IVAR | 9.29 | 0.102 | 30 | 0 | 30 | 74122000 | 510009MPGAS 00030 | 510009MPGAS 00030
510010MPGAS | GAS SYSTEMS | GAS VALVES | MP 5700 RAC.DIR. 26/3 X 20/2 | IQ | GAS MULTIPRESS IVAR | 9.63 | 0.111 | 20 | 0 | 20 | 74122000 | 510010MPGAS 00020 | 510010MPGAS 00020
510011MPGAS | GAS SYSTEMS | GAS VALVES | MP 5613 RAC.DIR. 1/2F X 16/2 | IQ | GAS MULTIPRESS IVAR | 4.935 | 0.054 | 40 | 0 | 40 | 74122000 | 510011MPGAS 00040 | 510011MPGAS 00040
510012MPGAS | GAS SYSTEMS | GAS VALVES | MP 5613 RAC.DIR. 1/2F X 20/2 | IQ | GAS MULTIPRESS IVAR | 5.84 | 0.063 | 40 | 0 | 40 | 74122000 | 510012MPGAS 00040 | 510012MPGAS 00040
510013MPGAS | GAS SYSTEMS | GAS VALVES | MP 5613 RAC.DIR. 3/4F X 20/2 | IQ | GAS MULTIPRESS IVAR | 6.93 | 0.081 | 30 | 0 | 30 | 74122000 | 510013MPGAS 00030 | 510013MPGAS 00030
510014MPGAS | GAS SYSTEMS | GAS VALVES | MP 5613 RAC.DIR. 3/4F X 26/3 | IQ | GAS MULTIPRESS IVAR | 7.94 | 0.088 | 20 | 0 | 20 | 74122000 | 510014MPGAS 00020 | 510014MPGAS 00020
510044MPGAS | GAS SYSTEMS | GAS VALVES | MP 5608 RAC.DIR. 1M X 26/3 | IQ | GAS MULTIPRESS IVAR | 10.58 | 0.135 | 20 | 0 | 20 | 74122000 | 510044MPGAS 00020 | 510044MPGAS 00020
510047MPGAS | GAS SYSTEMS | GAS VALVES | MP 5613 RAC.DIR. 1 F X 26/3 | IQ | GAS MULTIPRESS IVAR | 9.45 | 0.12 | 15 | 0 | 15 | 74122000 | 510047MPGAS 00015 | 510047MPGAS 00015
510071MPGAS | GAS SYSTEMS | GAS VALVES | MP 5701 TAPPO PRESSFITT 16/2 | IQ | GAS MULTIPRESS IVAR | 4.935 | 0.035 | 40 | 0 | 40 | 74122000 | 510071MPGAS 00040 | 510071MPGAS 00040
510073MPGAS | GAS SYSTEMS | GAS VALVES | MP 5701 TAPPO PRESSFITT 20/2 | IQ | GAS MULTIPRESS IVAR | 6.51 | 0.0572 | 40 | 0 | 40 | 74122000 | 510073MPGAS 00040 | 510073MPGAS 00040
510074MPGAS | GAS SYSTEMS | GAS VALVES | MP 5701 TAPPO PRESSFITT 26/3 | IQ | GAS MULTIPRESS IVAR | 9.1 | 0.08685 | 35 | 0 | 35 | 74122000 | 510074MPGAS 00035 | 510074MPGAS 00035
510076MPGAS | GAS SYSTEMS | GAS VALVES | MP 5703 BOC.3/4FX16/2 PRESFITT | IQ | GAS MULTIPRESS IVAR | 6.44 | 0.061 | 30 | 0 | 30 | 74122000 | 510076MPGAS 00030 | 510076MPGAS 00030
510078MPGAS | GAS SYSTEMS | GAS VALVES | MP 5703 BOC.3/4FX20/2 PRESFITT | IQ | GAS MULTIPRESS IVAR | 6.98 | 0.077 | 30 | 0 | 30 | 74122000 | 510078MPGAS 00030 | 510078MPGAS 00030
510079MPGAS | GAS SYSTEMS | GAS VALVES | MP 5703 BOC.1 FX26/3 PRESFITT | IQ | GAS MULTIPRESS IVAR | 9.93 | 0.116 | 25 | 0 | 25 | 74122000 | 510079MPGAS 00025 | 510079MPGAS 00025
510084MPGAS | GAS SYSTEMS | GAS VALVES | MP 5608 RAC.DIR. 3/8M X 16/2 | IQ | GAS MULTIPRESS IVAR | 6.07 | 0.047 | 50 | 0 | 50 | 74122000 | 510084MPGAS 00050 | 510084MPGAS 00050
510085MPGAS | GAS SYSTEMS | GAS VALVES | MP 5703 BOC.1/2FX16/2 | IQ | GAS MULTIPRESS IVAR | 5.5 | 0.058 | 40 | 0 | 40 | 74122000 | 510085MPGAS 00040 | 510085MPGAS 00040
510087MPGAS | GAS SYSTEMS | GAS VALVES | MP 5703 BOC.1/2FX20/2 PRESFITT | IQ | GAS MULTIPRESS IVAR | 6.44 | 0.07 | 30 | 0 | 30 | 74122000 | 510087MPGAS 00030 | 510087MPGAS 00030
510088MPGAS | GAS SYSTEMS | GAS VALVES | MP 5703 BOC.3/4FX26/3 PRESFITT | IQ | GAS MULTIPRESS IVAR | 8.45 | 0.097 | 30 | 0 | 30 | 74122000 | 510088MPGAS 00030 | 510088MPGAS 00030
510105MPGAS | GAS SYSTEMS | GAS VALVES | MP 5608 RAC.DIR. 3/4M X 16/2 | IQ | GAS MULTIPRESS IVAR | 6.94 | 0.077 | 30 | 0 | 30 | 74122000 | 510105MPGAS 00030 | 510105MPGAS 00030
510109MPGAS | GAS SYSTEMS | GAS VALVES | MP 5613 RAC.DIR. 3/4F X 16/2 | IQ | GAS MULTIPRESS IVAR | 6.51 | 0.072 | 30 | 0 | 30 | 74122000 | 510109MPGAS 00030 | 510109MPGAS 00030
511001MPGAS | GAS SYSTEMS | GAS VALVES | MP 5711 RAC.L 1/2M X 16/2 | IQ | GAS MULTIPRESS IVAR | 5.5 | 0.064 | 40 | 0 | 40 | 74122000 | 511001MPGAS 00040 | 511001MPGAS 00040
511002MPGAS | GAS SYSTEMS | GAS VALVES | MP 5711 RAC.L 1/2M X 20/2 | IQ | GAS MULTIPRESS IVAR | 6.55 | 0.077 | 30 | 0 | 30 | 74122000 | 511002MPGAS 00030 | 511002MPGAS 00030
511003MPGAS | GAS SYSTEMS | GAS VALVES | MP 5711 RAC.L 3/4M X 20/2 | IQ | GAS MULTIPRESS IVAR | 8.24 | 0.094 | 20 | 0 | 20 | 74122000 | 511003MPGAS 00020 | 511003MPGAS 00020
511004MPGAS | GAS SYSTEMS | GAS VALVES | MP 5711 RAC.L 3/4M X 26/3 | IQ | GAS MULTIPRESS IVAR | 9.8 | 0.114 | 20 | 0 | 20 | 74122000 | 511004MPGAS 00020 | 511004MPGAS 00020
511005MPGAS | GAS SYSTEMS | GAS VALVES | MP 5712 RAC.L 1/2F X 16/2 | IQ | GAS MULTIPRESS IVAR | 5.16 | 0.058 | 30 | 0 | 30 | 74122000 | 511005MPGAS 00030 | 511005MPGAS 00030
511006MPGAS | GAS SYSTEMS | GAS VALVES | MP 5712 RAC.L 1/2F X 20/2 | IQ | GAS MULTIPRESS IVAR | 6.29 | 0.073 | 30 | 0 | 30 | 74122000 | 511006MPGAS 00030 | 511006MPGAS 00030
511007MPGAS | GAS SYSTEMS | GAS VALVES | MP 5712 RAC.L 3/4F X 20/2 | IQ | GAS MULTIPRESS IVAR | 8.11 | 0.128 | 25 | 0 | 25 | 74122000 | 511007MPGAS 00025 | 511007MPGAS 00025
511008MPGAS | GAS SYSTEMS | GAS VALVES | MP 5712 RAC.L 3/4F X 26/3 | IQ | GAS MULTIPRESS IVAR | 10.01 | 0.111 | 20 | 0 | 20 | 74122000 | 511008MPGAS 00020 | 511008MPGAS 00020
511009MPGAS | GAS SYSTEMS | GAS VALVES | MP 5710 RAC.L 2 X 16/2 | IQ | GAS MULTIPRESS IVAR | 6.62 | 0.063 | 30 | 0 | 30 | 74122000 | 511009MPGAS 00030 | 511009MPGAS 00030
511010MPGAS | GAS SYSTEMS | GAS VALVES | MP 5710 RAC.L 2 X 20/2 | IQ | GAS MULTIPRESS IVAR | 8.22 | 0.094 | 30 | 0 | 30 | 74122000 | 511010MPGAS 00030 | 511010MPGAS 00030
511011MPGAS | GAS SYSTEMS | GAS VALVES | MP 5710 RAC.L 2 X 26/3 | IQ | GAS MULTIPRESS IVAR | 12.32 | 0.145 | 15 | 0 | 15 | 74122000 | 511011MPGAS 00015 | 511011MPGAS 00015
511029MPGAS | GAS SYSTEMS | GAS VALVES | MP 5712L RAC.L 1/2F X 16/2 | IQ | GAS MULTIPRESS IVAR | 5.77 | 0.058 | 25 | 0 | 25 | 74122000 | 511029MPGAS 00025 | 511029MPGAS 00025
511103MPGAS | GAS SYSTEMS | GAS VALVES | MP 5712L RAC.L 1/2F X 20/2 | IQ | GAS MULTIPRESS IVAR | 6.9 | 0.08 | 25 | 0 | 25 | 74122000 | 511103MPGAS 00025 | 511103MPGAS 00025
511113MPGAS | GAS SYSTEMS | GAS VALVES | MP 5711 RAC.L 1"M X 26/3 | IQ | GAS MULTIPRESS IVAR | 15.2 | 0.53 | 10 | 0 | 10 | 74122000 | 511113MPGAS 00010 | 511113MPGAS 00010
511114MPGAS | GAS SYSTEMS | GAS VALVES | MP 5712 RAC.L 1"F X 26/3 | IQ | GAS MULTIPRESS IVAR | 15.26 | 0.1753 | 10 | 0 | 10 | 74122000 | 511114MPGAS 00010 | 511114MPGAS 00010
512001MPGAS | GAS SYSTEMS | GAS VALVES | MP 5720 RAC.T 3 X 16/2 | IQ | GAS MULTIPRESS IVAR | 8.46 | 0.093 | 20 | 0 | 20 | 74122000 | 512001MPGAS 00020 | 512001MPGAS 00020
512002MPGAS | GAS SYSTEMS | GAS VALVES | MP 5720 RAC.T 3 X 20/2 | IQ | GAS MULTIPRESS IVAR | 11.87 | 0.14 | 16 | 0 | 16 | 74122000 | 512002MPGAS 00016 | 512002MPGAS 00016
512003MPGAS | GAS SYSTEMS | GAS VALVES | MP 5720 RAC.T 3 X 26/3 | IQ | GAS MULTIPRESS IVAR | 18.23 | 0.211 | 10 | 0 | 10 | 74122000 | 512003MPGAS 00010 | 512003MPGAS 00010
512004MPGAS | GAS SYSTEMS | GAS VALVES | MP 5720 RAC.T 20/2X16/2X20/2 | IQ | GAS MULTIPRESS IVAR | 11.5 | 0.123 | 16 | 0 | 16 | 74122000 | 512004MPGAS 00016 | 512004MPGAS 00016
512005MPGAS | GAS SYSTEMS | GAS VALVES | MP 5720 RAC.T 26/3X16/2X26/3 | IQ | GAS MULTIPRESS IVAR | 16.74 | 0.178 | 12 | 0 | 12 | 74122000 | 512005MPGAS 00012 | 512005MPGAS 00012
512006MPGAS | GAS SYSTEMS | GAS VALVES | MP 5720 RAC.T 26/3X20/2X26/3 | IQ | GAS MULTIPRESS IVAR | 17.15 | 0.184 | 12 | 0 | 12 | 74122000 | 512006MPGAS 00012 | 512006MPGAS 00012
512007MPGAS | GAS SYSTEMS | GAS VALVES | MP 5720 RAC.T 20/2X20/2X16/2 | IQ | GAS MULTIPRESS IVAR | 11.5 | 0.126 | 16 | 0 | 16 | 74122000 | 512007MPGAS 00016 | 512007MPGAS 00016
512008MPGAS | GAS SYSTEMS | GAS VALVES | MP 5720 RAC.T 26/3X26/3X20/2 | IQ | GAS MULTIPRESS IVAR | 17.14 | 0.189 | 12 | 0 | 12 | 74122000 | 512008MPGAS 00012 | 512008MPGAS 00012
512009MPGAS | GAS SYSTEMS | GAS VALVES | MP 5720 RAC.T 20/2X16/2X16/2 | IQ | GAS MULTIPRESS IVAR | 11.09 | 0.11 | 16 | 0 | 16 | 74122000 | 512009MPGAS 00016 | 512009MPGAS 00016
512010MPGAS | GAS SYSTEMS | GAS VALVES | MP 5720 RAC.T 26/3X16/2X20/2 | IQ | GAS MULTIPRESS IVAR | 15.19 | 0.158 | 12 | 0 | 12 | 74122000 | 512010MPGAS 00012 | 512010MPGAS 00012
512011MPGAS | GAS SYSTEMS | GAS VALVES | MP 5720 RAC.T 26/3X20/2X16/2 | IQ | GAS MULTIPRESS IVAR | 15.19 | 0.158 | 12 | 0 | 12 | 74122000 | 512011MPGAS 00012 | 512011MPGAS 00012
512012MPGAS | GAS SYSTEMS | GAS VALVES | MP 5720 RAC.T 26/3X20/2X20/2 | IQ | GAS MULTIPRESS IVAR | 16.74 | 0.163 | 12 | 0 | 12 | 74122000 | 512012MPGAS 00012 | 512012MPGAS 00012
512013MPGAS | GAS SYSTEMS | GAS VALVES | MP 5720 RAC.T 16/2X20/2X16/2 | IQ | GAS MULTIPRESS IVAR | 11.09 | 0.123 | 16 | 0 | 16 | 74122000 | 512013MPGAS 00016 | 512013MPGAS 00016
512014MPGAS | GAS SYSTEMS | GAS VALVES | MP 5720 RAC.T 20/2X26/3X20/2 | IQ | GAS MULTIPRESS IVAR | 16.74 | 0.193 | 12 | 0 | 12 | 74122000 | 512014MPGAS 00012 | 512014MPGAS 00012
512022MPGAS | GAS SYSTEMS | GAS VALVES | MP 5722 RAC.T 16/2X1/2FX16/2 | IQ | GAS MULTIPRESS IVAR | 9.01 | 0.105 | 20 | 0 | 20 | 74122000 | 512022MPGAS 00020 | 512022MPGAS 00020
512023MPGAS | GAS SYSTEMS | GAS VALVES | MP 5722 RAC.T 20/2X3/4FX20/2 | IQ | GAS MULTIPRESS IVAR | 12.92 | 0.132 | 16 | 0 | 16 | 74122000 | 512023MPGAS 00016 | 512023MPGAS 00016
512027MPGAS | GAS SYSTEMS | GAS VALVES | MP 5722 RAC.T 20/2X1/2FX20/2 | IQ | GAS MULTIPRESS IVAR | 10.72 | 0.118 | 16 | 0 | 16 | 74122000 | 512027MPGAS 00016 | 512027MPGAS 00016
512028MPGAS | GAS SYSTEMS | GAS VALVES | MP 5722 RAC.T 16/2X3/4FX16/2 | IQ | GAS MULTIPRESS IVAR | 10.42 | 0.119 | 16 | 0 | 16 | 74122000 | 512028MPGAS 00016 | 512028MPGAS 00016
512029MPGAS | GAS SYSTEMS | GAS VALVES | MP 5721 RAC.T 16/2X1/2MX16/2 | IQ | GAS MULTIPRESS IVAR | 10 | 0.128 | 20 | 0 | 20 | 74122000 | 512029MPGAS 00020 | 512029MPGAS 00020
512030MPGAS | GAS SYSTEMS | GAS VALVES | MP 5721 RAC.T 20/2X1/2MX20/2 | IQ | GAS MULTIPRESS IVAR | 11.13 | 0.14 | 16 | 0 | 16 | 74122000 | 512030MPGAS 00016 | 512030MPGAS 00016
512031MPGAS | GAS SYSTEMS | GAS VALVES | MP 5721 RAC.T 16/2X3/4MX16/2 | IQ | GAS MULTIPRESS IVAR | 12.15 | 0.128 | 20 | 0 | 20 | 74122000 | 512031MPGAS 00020 | 512031MPGAS 00020
512032MPGAS | GAS SYSTEMS | GAS VALVES | MP 5721 RAC.T 20/2X3/4MX20/2 | IQ | GAS MULTIPRESS IVAR | 12.71 | 0.1395 | 16 | 0 | 16 | 74122000 | 512032MPGAS 00016 | 512032MPGAS 00016
512042MPGAS | GAS SYSTEMS | GAS VALVES | MP 5722 RAC.T 26/3X3/4FX26/3 | IQ | GAS MULTIPRESS IVAR | 14.11 | 0.177 | 10 | 0 | 10 | 74122000 | 512042MPGAS 00010 | 512042MPGAS 00010
512046MPGAS | GAS SYSTEMS | GAS VALVES | MP 5722 RAC.T 26/3X1/2FX26/3 | IQ | GAS MULTIPRESS IVAR | 14.96 | 0.162 | 12 | 0 | 12 | 74122000 | 512046MPGAS 00012 | 512046MPGAS 00012
512047MPGAS | GAS SYSTEMS | GAS VALVES | MP 5722 RAC.T 26/3X1/2FX20/2 | IQ | GAS MULTIPRESS IVAR | 15.36 | 0.147 | 12 | 0 | 12 | 74122000 | 512047MPGAS 00012 | 512047MPGAS 00012
512048MPGAS | GAS SYSTEMS | GAS VALVES | MP 5720 RAC.T 26/3X26/3X16/2 | IQ | GAS MULTIPRESS IVAR | 16.74 | 0.179 | 12 | 0 | 12 | 74122000 | 512048MPGAS 00012 | 512048MPGAS 00012
512067MPGAS | GAS SYSTEMS | GAS VALVES | MP 5721 RAC.T 26/3X3/4MX26/3 | IQ | GAS MULTIPRESS IVAR | 14.77 | 0.225 | 10 | 0 | 10 | 74122000 | 512067MPGAS 00010 | 512067MPGAS 00010
512104MPGAS | GAS SYSTEMS | GAS VALVES | MP 5722 RAC.T 26/3X1FX26/3 | IQ | GAS MULTIPRESS IVAR | 21.14 | 0.078 | 10 | 0 | 10 | 74122000 | 512104MPGAS 00010 | 512104MPGAS 00010
513001CMPGAS | GAS SYSTEMS | GAS VALVES | MP 5760C RAC.MUR.1/2FX16/2 H40 | IQ | GAS MULTIPRESS IVAR | 8.86 | 0.122 | 15 | 0 | 15 | 74122000 | 513001CMPGAS 00015 | 513001CMPGAS 00015
513001MPGAS | GAS SYSTEMS | GAS VALVES | MP 5760 RAC.MUR. 1/2F X 16/2 | IQ | GAS MULTIPRESS IVAR | 9.05 | 0.129 | 15 | 0 | 15 | 74122000 | 513001MPGAS 00015 | 513001MPGAS 00015
513002CMPGAS | GAS SYSTEMS | GAS VALVES | MP 5760C RAC.MUR.1/2FX20/2 H40 | IQ | GAS MULTIPRESS IVAR | 9.29 | 0.13 | 15 | 0 | 15 | 74122000 | 513002CMPGAS 00015 | 513002CMPGAS 00015
513002MPGAS | GAS SYSTEMS | GAS VALVES | MP 5760 RAC.MUR. 1/2F X 20/2 | IQ | GAS MULTIPRESS IVAR | 10.11 | 0.14 | 15 | 0 | 15 | 74122000 | 513002MPGAS 00015 | 513002MPGAS 00015
513003MPGAS | GAS SYSTEMS | GAS VALVES | MP 5760 RAC.MUR. 3/4F X 20/2 | IQ | GAS MULTIPRESS IVAR | 13.21 | 0.176 | 10 | 0 | 10 | 74122000 | 513003MPGAS 00010 | 513003MPGAS 00010
513004MPGAS | GAS SYSTEMS | GAS VALVES | MP 5760 RAC.MUR. 3/4F X 26/3 | IQ | GAS MULTIPRESS IVAR | 13.97 | 0.183 | 10 | 0 | 10 | 74122000 | 513004MPGAS 00010 | 513004MPGAS 00010
503100 | GAS SYSTEMS | GAS VALVES | VALVOLA A SFERA GAS 1/2F-1/2F | ZF | GAS ITEMS | 14.23 | 0.197 | 12 | 8 | 96 | 84818081 | 503100 00012 | 503100 00096
503101 | GAS SYSTEMS | GAS VALVES | VALVOLA A SFERA GAS 3/4F-3/4F | ZF | GAS ITEMS | 19.91 | 0.31 | 10 | 8 | 80 | 84818081 | 503101 00010 | 503101 00080
503102 | GAS SYSTEMS | GAS VALVES | VALVOLA A SFERA GAS 1F - 1F | ZF | GAS ITEMS | 33.95 | 0.524 | 8 | 4 | 32 | 84818081 | 503102 00008 | 503102 00032
503103 | GAS SYSTEMS | GAS VALVES | VALVOLA A SFERA GAS 1/2M-1/2F | ZF | GAS ITEMS | 14.42 | 0.202 | 12 | 8 | 96 | 84818081 | 503103 00012 | 503103 00096
503104 | GAS SYSTEMS | GAS VALVES | VALVOLA A SFERA GAS 3/4M-3/4F | ZF | GAS ITEMS | 20.67 | 0.313 | 10 | 8 | 80 | 84818081 | 503104 00010 | 503104 00080
503105 | GAS SYSTEMS | GAS VALVES | VALVOLA A SFERA GAS 1M - 1F | ZF | GAS ITEMS | 36.01 | 0.523 | 8 | 4 | 32 | 84818081 | 503105 00008 | 503105 00032
590036 | GAS SYSTEMS | GAS VALVES | RACC.90 G1/2 XG3/4 TP + CASS | ZF | GAS ITEMS | 59.19 | 0.0378 | 1 | 0 | 1 | 0 | 590036 00001 | 590036 00001
590037 | GAS SYSTEMS | GAS VALVES | VALV.INTERC.DIR.DN15 G3/4+CASS | ZF | GAS ITEMS | 92.21 | 0.56 | 1 | 0 | 1 | 0 | 590037 00001 | 590037 00001
590038 | GAS SYSTEMS | GAS VALVES | K2 PLACCA CROMO PERSONALIZZATA | ZF | GAS ITEMS | 29.9 | 0 | 1 | 0 | 1 | 0 | 590038 00001 | 590038 00001
590039 | GAS SYSTEMS | GAS VALVES | K2 PLACCA BIANCA PERSONALIZZ. | ZF | GAS ITEMS | 17.42 | 0.05 | 1 | 0 | 1 | 0 | 590039 00001 | 590039 00001
590040 | GAS SYSTEMS | GAS VALVES | K2.3 COL.DN20 MON-I X2 TC3/4 N | ZF | GAS ITEMS | 186.21 | 1.058 | 1 | 0 | 1 | 0 | 590040 00001 | 590040 00001
590041 | GAS SYSTEMS | GAS VALVES | K2.4 COL.DN20 MON-I X3 TC3/4 N | ZF | GAS ITEMS | 209.51 | 1.348 | 1 | 0 | 1 | 0 | 590041 00001 | 590041 00001
590042 | GAS SYSTEMS | GAS VALVES | PLACCA C01 BIANCA NEUTRA | ZF | GAS ITEMS | 39.56 | 0.122 | 1 | 0 | 1 | 0 | 590042 00001 | 590042 00001
590043 | GAS SYSTEMS | GAS VALVES | PLACCA D01 BIANCA NEUTRA | ZF | GAS ITEMS | 47.97 | 0.272 | 1 | 0 | 1 | 0 | 590043 00001 | 590043 00001
590044 | GAS SYSTEMS | GAS VALVES | KIT CANALETTA 750X50 X ESTERNO | ZF | GAS ITEMS | 38.01 | 0 | 1 | 0 | 1 | 0 | 590044 00001 | 590044 00001
590045 | GAS SYSTEMS | GAS VALVES | RACCORDO TERMICO SQ 1/2 M-M | ZF | GAS ITEMS | 39.89 | 0 | 1 | 0 | 1 | 0 | 590045 00001 | 590045 00001
590046 | GAS SYSTEMS | GAS VALVES | KIT PRESA DI PRESSIONE | ZF | GAS ITEMS | 40.99 | 0.06 | 1 | 0 | 1 | 0 | 590046 00001 | 590046 00001
590047 | GAS SYSTEMS | GAS VALVES | VALV.DIR. CONT.+PP DN20 FF 3/4 | ZF | GAS ITEMS | 96.13 | 0 | 1 | 0 | 1 | 0 | 590047 00001 | 590047 00001
590048 | GAS SYSTEMS | GAS VALVES | VALV.DIR.CONT.+PP DN25 FF 1 | ZF | GAS ITEMS | 97.73 | 0 | 1 | 0 | 1 | 0 | 590048 00001 | 590048 00001
590049 | GAS SYSTEMS | GAS VALVES | VA.D.CONT+PP DN20 3/4FX1-1/4DG | ZF | GAS ITEMS | 115.62 | 0 | 1 | 0 | 1 | 0 | 590049 00001 | 590049 00001
590050 | GAS SYSTEMS | GAS VALVES | VALV.D.CONT+PP DN25 1FX1-1/4DG | ZF | GAS ITEMS | 117.29 | 0 | 1 | 0 | 1 | 0 | 590050 00001 | 590050 00001
590051 | GAS SYSTEMS | GAS VALVES | VALV.D.CONT.+PP DN20 1FX3/4 DG | ZF | GAS ITEMS | 115.62 | 0 | 1 | 0 | 1 | 0 | 590051 00001 | 590051 00001
590052 | GAS SYSTEMS | GAS VALVES | VALV.D.CONT.+PP DN25 1 FX1 DG | ZF | GAS ITEMS | 117.29 | 0 | 1 | 0 | 1 | 0 | 590052 00001 | 590052 00001
590053 | GAS SYSTEMS | GAS VALVES | VALV.90 DX CONT+PP 1FX1F | ZF | GAS ITEMS | 110.95 | 0 | 1 | 0 | 1 | 0 | 590053 00001 | 590053 00001
590054 | GAS SYSTEMS | GAS VALVES | VALV.90 FRONT CONT.+PP 1FX1F | ZF | GAS ITEMS | 96.13 | 0 | 1 | 0 | 1 | 0 | 590054 00001 | 590054 00001
590055 | GAS SYSTEMS | GAS VALVES | VALV.90 DX CONT.+PP 1 FX 1 DG | ZF | GAS ITEMS | 130.52 | 0 | 1 | 0 | 1 | 0 | 590055 00001 | 590055 00001
590056 | GAS SYSTEMS | GAS VALVES | VALV.90FRONT.CONT+PP 1FX1DG | ZF | GAS ITEMS | 119.23 | 0.632 | 1 | 0 | 1 | 0 | 590056 00001 | 590056 00001
590057 | GAS SYSTEMS | GAS VALVES | VALV.DIR.CONT+PP FF3/4 C/CHIAV | ZF | GAS ITEMS | 151.44 | 0.578 | 1 | 0 | 1 | 0 | 590057 00001 | 590057 00001
590058 | GAS SYSTEMS | GAS VALVES | VALV.D.CONT.+PP FF1C/CHIAVE | ZF | GAS ITEMS | 152.81 | 0 | 1 | 0 | 1 | 0 | 590058 00001 | 590058 00001
590059 | GAS SYSTEMS | GAS VALVES | VALV.90DX CONT+PP FF 1 C/CHIAV | ZF | GAS ITEMS | 166.02 | 0 | 1 | 0 | 1 | 0 | 590059 00001 | 590059 00001
590060 | GAS SYSTEMS | GAS VALVES | VALV.90FRONT.CONT+PP FF 1 C/CH | ZF | GAS ITEMS | 207.69 | 0 | 1 | 0 | 1 | 0 | 590060 00001 | 590060 00001
590061 | GAS SYSTEMS | GAS VALVES | CODOLO+DADO TC 3/4 - M1/2 | ZF | GAS ITEMS | 12.15 | 0 | 1 | 0 | 1 | 0 | 590061 00001 | 590061 00001
590062 | GAS SYSTEMS | GAS VALVES | CODOLO FILETTATO TC1 R3/4 | ZF | GAS ITEMS | 21.2 | 0.136 | 1 | 0 | 1 | 0 | 590062 00001 | 590062 00001
590063 | GAS SYSTEMS | GAS VALVES | VALV INTERC. SQ 1/2 + TERM. | ZF | GAS ITEMS | 46.79 | 0 | 1 | 0 | 1 | 0 | 590063 00001 | 590063 00001
590064 | GAS SYSTEMS | GAS VALVES | EL.VAL INT. GAS DN20 0,5BAR NC | ZF | GAS ITEMS | 174.44 | 0 | 1 | 0 | 1 | 0 | 590064 00001 | 590064 00001
590077 | GAS SYSTEMS | GAS VALVES | RILEVATORE GAS METANO | ZF | GAS ITEMS | 205.57 | 0.317 | 2 | 8 | 16 | 0 | 590077 00002 | 590077 00016
590083 | GAS SYSTEMS | GAS VALVES | EL.VAL INT. GAS DN15 0,5BAR NC | ZF | GAS ITEMS | 167.64 | 0.716 | 1 | 1 | 1 | 0 | 590083 00001 | 590083 00001
590084 | GAS SYSTEMS | GAS VALVES | EL.VAL INT. GAS DN25 0,5BAR NC | ZF | GAS ITEMS | 202.96 | 0 | 1 | 1 | 1 | 0 | 590084 00001 | 590084 00001
590085 | GAS SYSTEMS | GAS VALVES | EL.VAL INT. GAS DN15 6BAR NC | ZF | GAS ITEMS | 170.45 | 0 | 1 | 1 | 1 | 0 | 590085 00001 | 590085 00001
590086 | GAS SYSTEMS | GAS VALVES | EL.VAL INT. GAS DN20 6BAR NC | ZF | GAS ITEMS | 170.45 | 0 | 1 | 1 | 1 | 0 | 590086 00001 | 590086 00001
590087 | GAS SYSTEMS | GAS VALVES | EL.VAL INT. GAS DN25 6BAR NC | ZF | GAS ITEMS | 205.76 | 0 | 1 | 1 | 1 | 0 | 590087 00001 | 590087 00001
590088 | GAS SYSTEMS | GAS VALVES | EL.VAL INT. GAS DN15 0,5BAR NO | ZF | GAS ITEMS | 97 | 0.594 | 1 | 1 | 1 | 0 | 590088 00001 | 590088 00001
590089 | GAS SYSTEMS | GAS VALVES | EL.VAL INT. GAS DN20 0,5BAR NO | ZF | GAS ITEMS | 97 | 0 | 1 | 1 | 1 | 0 | 590089 00001 | 590089 00001
590090 | GAS SYSTEMS | GAS VALVES | EL.VAL INT. GAS DN25 0,5BAR NO | ZF | GAS ITEMS | 138.43 | 0 | 1 | 1 | 1 | 0 | 590090 00001 | 590090 00001
590091 | GAS SYSTEMS | GAS VALVES | EL.VAL INT. GAS DN15 6BAR NO | ZF | GAS ITEMS | 123.92 | 0 | 1 | 1 | 1 | 0 | 590091 00001 | 590091 00001
590092 | GAS SYSTEMS | GAS VALVES | EL.VAL INT. GAS DN20 6BAR NO | ZF | GAS ITEMS | 123.92 | 0 | 1 | 1 | 1 | 0 | 590092 00001 | 590092 00001
590093 | GAS SYSTEMS | GAS VALVES | EL.VAL INT. GAS DN25 6BAR NO | ZF | GAS ITEMS | 161.03 | 0 | 1 | 1 | 1 | 0 | 590093 00001 | 590093 00001
FMC02SC | GAS SYSTEMS | GAS VALVES | FMC DN 15 50 MICRON - 2 BAR IV | ZF | GAS ITEMS | 31.87 | 0.294 | 30 | 0 | 30 | 84818081 | FMC02SC 00030 | FMC02SC 00030
FMC03SC | GAS SYSTEMS | GAS VALVES | FMC DN 20 50 MICRON - 2 BAR IV | ZF | GAS ITEMS | 31.87 | 0.278 | 30 | 0 | 30 | 84818081 | FMC03SC 00030 | FMC03SC 00030
FMC04SC | GAS SYSTEMS | GAS VALVES | FMC DN 25 50 MICRON - 2 BAR IV | ZF | GAS ITEMS | 31.87 | 0 | 30 | 0 | 30 | 84818081 | FMC04SC 00030 | FMC04SC 00030
I-APEX16R100G | GAS SYSTEMS | GAS PIPE | TUBO PEX AL PEX GAS D.16 | HZ | IVAR APEX GAS PIPE | 2.67 | 0.104 | 100 | 0 | 100 | 39173900 | I-APEX16R100G00100 | I-APEX16R100G00100
I-APEX16RCG50 | GAS SYSTEMS | GAS PIPE | T.MULTI GAS D16 GUAINA C.10 MM | HZ | IVAR APEX GAS PIPE | 4.548 | 0.205 | 50 | 0 | 50 | 39173900 | I-APEX16RCG5000050 | I-APEX16RCG5000050
I-APEX20R100G | GAS SYSTEMS | GAS PIPE | TUBO PEX AL PEX GAS D.20 | HZ | IVAR APEX GAS PIPE | 3.56 | 0.142 | 100 | 0 | 100 | 39173900 | I-APEX20R100G00100 | I-APEX20R100G00100
I-APEX20RCG50 | GAS SYSTEMS | GAS PIPE | T.MULTI GAS D20 GUAINA C.10 MM | HZ | IVAR APEX GAS PIPE | 6.378 | 0.304 | 50 | 0 | 50 | 39173900 | I-APEX20RCG5000050 | I-APEX20RCG5000050
I-APEX26R50G | GAS SYSTEMS | GAS PIPE | TUBO PEX AL PEX GAS D.26 | HZ | IVAR APEX GAS PIPE | 7.663 | 0.26 | 50 | 0 | 50 | 39173900 | I-APEX26R50G 00050 | I-APEX26R50G 00050
I-APEX26RCG25 | GAS SYSTEMS | GAS PIPE | T.MULTI GAS D26 GUAINA C.10 MM | HZ | IVAR APEX GAS PIPE | 14.621 | 0.4 | 25 | 0 | 25 | 0 | I-APEX26RCG2500025 | I-APEX26RCG2500025
I-APEX26RCY50 | GAS SYSTEMS | GAS PIPE | TUBO PEX AL PEX GAS GUAINA D26 | HZ | IVAR APEX GAS PIPE | 12.351 | 0.328 | 50 | 0 | 50 | 0 | I-APEX26RCY5000050 | I-APEX26RCY5000050
3156 | SOLAR SYSTEMS | SOLAR SYSTEMS | RAC.COLL PAN.22X22 NICH. | Z6 | SOLAR SYSTEMS AND ACCESSORIES | 9.22 | 0.13 | 1 | 1 | 1 | 74122000 | 3156 00001 | 3156 00001
10303 | SOLAR SYSTEMS | SOLAR SYSTEMS | CENTR.SOL. IS1-PWM + 3 SONDE | Z6 | SOLAR SYSTEMS AND ACCESSORIES | 334.41 | 0.66 | 1 | 1 | 1 | 90251900 | 10303 00001 | 10303 00001
13300 | SOLAR SYSTEMS | SOLAR SYSTEMS | CS CENTR. SOLAR IS3 | Z6 | SOLAR SYSTEMS AND ACCESSORIES | 417.73 | 0.833 | 1 | 1 | 1 | 90321020 | 13300 00001 | 13300 00001
16305 | SOLAR SYSTEMS | SOLAR SYSTEMS | CENTR.SOL. IS3-PWM + 3 SONDE | Z6 | SOLAR SYSTEMS AND ACCESSORIES | 445.07 | 0.762 | 1 | 1 | 1 | 90251900 | 16305 00001 | 16305 00001
17403 | SOLAR SYSTEMS | SOLAR SYSTEMS | CENTR.SOL. IS4-PWM + 4 SONDE | Z6 | SOLAR SYSTEMS AND ACCESSORIES | 610.57 | 0.866 | 1 | 1 | 1 | 90251900 | 17403 00001 | 17403 00001
24400 | SOLAR SYSTEMS | SOLAR SYSTEMS | CC CENTR.CLIMATICA SOLAR IC4 | Z6 | SOLAR SYSTEMS AND ACCESSORIES | 644.71 | 0.65 | 1 | 1 | 1 | 0 | 24400 00001 | 24400 00001
26400 | SOLAR SYSTEMS | SOLAR SYSTEMS | CC CENTR.CLIMATICA SOLAR IC6 | Z6 | SOLAR SYSTEMS AND ACCESSORIES | 852.92 | 1.71 | 1 | 1 | 1 | 0 | 26400 00001 | 26400 00001
43000 | SOLAR SYSTEMS | SOLAR SYSTEMS | CS CENTR.M.SANITARI IFWC3 | Z6 | SOLAR SYSTEMS AND ACCESSORIES | 430.79 | 0.674 | 1 | 1 | 1 | 90321020 | 43000 00001 | 43000 00001
47001 | SOLAR SYSTEMS | SOLAR SYSTEMS | CENTR.PROD.SAN.COMP.PWM ISFWC | Z6 | SOLAR SYSTEMS AND ACCESSORIES | 416.54 | 0.447 | 1 | 1 | 1 | 90321020 | 47001 00001 | 47001 00001
47003 | SOLAR SYSTEMS | SOLAR SYSTEMS | CENTR.PROD.SANITARI PWM IMFWC | Z6 | SOLAR SYSTEMS AND ACCESSORIES | 556.67 | 0.62 | 1 | 1 | 1 | 90321020 | 47003 00001 | 47003 00001
78040 | SOLAR SYSTEMS | SOLAR SYSTEMS | FL FLUSS.2-40L/MIN. IVFS | Z6 | SOLAR SYSTEMS AND ACCESSORIES | 358.59 | 0.306 | 1 | 1 | 1 | 90261021 | 78040 00001 | 78040 00001
78100 | SOLAR SYSTEMS | SOLAR SYSTEMS | FL FLUSS.5-100L/MIN. IVFS | Z6 | SOLAR SYSTEMS AND ACCESSORIES | 306.18 | 0.4655 | 1 | 1 | 1 | 90261021 | 78100 00001 | 78100 00001
85220 | SOLAR SYSTEMS | SOLAR SYSTEMS | SONDA IMM.CENTR.SOL.2M | Z6 | SOLAR SYSTEMS AND ACCESSORIES | 22.95 | 0.067 | 1 | 1 | 1 | 0 | 85220 00001 | 85220 00001
86325 | SOLAR SYSTEMS | SOLAR SYSTEMS | SONDA IMM.CENTR.SOL.HT 2.5M | Z6 | SOLAR SYSTEMS AND ACCESSORIES | 61.36 | 0.9 | 1 | 1 | 1 | 0 | 86325 00001 | 86325 00001
87000 | SOLAR SYSTEMS | SOLAR SYSTEMS | SC SONDA ESTERNA | Z6 | SOLAR SYSTEMS AND ACCESSORIES | 66.64 | 0.038 | 1 | 1 | 1 | 0 | 87000 00001 | 87000 00001
420100 | SOLAR SYSTEMS | SOLAR SYSTEMS | RACC.GIUNZ.COLL. SOTTOVUOTO | Z6 | SOLAR SYSTEMS AND ACCESSORIES | 12.41 | 0.082 | 1 | 1 | 1 | 74122000 | 420100 00001 | 420100 00001
506031 | SOLAR SYSTEMS | SOLAR SYSTEMS | PORTASONDA + SFIATO X SOLARE | Z6 | SOLAR SYSTEMS AND ACCESSORIES | 48.86 | 0.277 | 5 | 8 | 40 | 74122000 | 506031 00005 | 506031 00040
506570 | SOLAR SYSTEMS | SOLAR SYSTEMS | GR.TERMOST.MIX.+DEV. 3/4" | Z6 | SOLAR SYSTEMS AND ACCESSORIES | 219.5 | 1.398 | 1 | 8 | 8 | 0 | 506570 00001 | 506570 00008
506571 | SOLAR SYSTEMS | SOLAR SYSTEMS | DEV. 1/2" | Z6 | SOLAR SYSTEMS AND ACCESSORIES | 110.5 | 0.53 | 1 | 22 | 22 | 0 | 506571 00001 | 506571 00022
506572 | SOLAR SYSTEMS | SOLAR SYSTEMS | DEV. 3/4" | Z6 | SOLAR SYSTEMS AND ACCESSORIES | 117.5 | 0.63 | 1 | 22 | 22 | 0 | 506572 00001 | 506572 00022
506701 | SOLAR SYSTEMS | SOLAR SYSTEMS | V.SFT AUTO.G 1/2 S.RE GIALLA | Z6 | SOLAR SYSTEMS AND ACCESSORIES | 16.23 | 0.18 | 10 | 8 | 80 | 84818039 | 506701 00010 | 506701 00080
10005520 | SOLAR SYSTEMS | SOLAR SYSTEMS | VDS 3/4 FX 3/4 F GIR. S.RE | Z6 | SOLAR SYSTEMS AND ACCESSORIES | 20.02 | 0.21 | 1 | 1 | 1 | 84818039 | 10005520 00001 | 10005520 00001
19805041 | SOLAR SYSTEMS | SOLAR SYSTEMS | RAC.3/4 X 22 | Z6 | SOLAR SYSTEMS AND ACCESSORIES | 6.84 | 0.118 | 1 | 1 | 1 | 74122000 | 19805041 00001 | 19805041 00001
31521100 | SOLAR SYSTEMS | SOLAR SYSTEMS | GR.TERMOST.MIX.+DEV. 1" | Z6 | SOLAR SYSTEMS AND ACCESSORIES | 461.74 | 1.095 | 1 | 1 | 1 | 84818011 | 31521100 00001 | 31521100 00001
31521400 | SOLAR SYSTEMS | SOLAR SYSTEMS | GR.TERMOST.MIX.+DEV.3/4" | Z6 | SOLAR SYSTEMS AND ACCESSORIES | 566.34 | 1.975 | 1 | 1 | 1 | 84818011 | 31521400 00001 | 31521400 00001
14300S | SOLAR SYSTEMS | SOLAR SYSTEMS | CENTR.SOL.IS4 + SONDA CONTATTO | Z6 | SOLAR SYSTEMS AND ACCESSORIES | 555.21 | 0.67 | 1 | 0 | 1 | 90251900 | 14300S 00001 | 14300S 00001
190099BDZR | SOLAR SYSTEMS | SOLAR SYSTEMS | VALVOLA SF.3/4MX3/4M T.PIATTA | Z6 | SOLAR SYSTEMS AND ACCESSORIES | 17.96 | 0.20682 | 1 | 0 | 1 | 74122000 | 190099BDZR 00001 | 190099BDZR 00001
190099RDZR | SOLAR SYSTEMS | SOLAR SYSTEMS | VALVOLA SF.3/4MX3/4M T.PIATTA | Z6 | SOLAR SYSTEMS AND ACCESSORIES | 17.96 | 0.205 | 1 | 0 | 1 | 74122000 | 190099RDZR 00001 | 190099RDZR 00001
470201SR | SOLAR SYSTEMS | SOLAR SYSTEMS | SFIATO+P.SONDA COLL.SOTTOVUOTO | Z6 | SOLAR SYSTEMS AND ACCESSORIES | 33.49 | 0 | 1 | 1 | 1 | 74122000 | 470201SR 00001 | 470201SR 00001
500022HT | SOLAR SYSTEMS | SOLAR SYSTEMS | AC 601 TAPPO 3/4"F HT | Z6 | SOLAR SYSTEMS AND ACCESSORIES | 4.474 | 0.039 | 100 | 4 | 400 | 74122000 | 500022HT 00100 | 500022HT 00400
500904HT | SOLAR SYSTEMS | SOLAR SYSTEMS | AC 600 TAPPO G1"1/4 HT | Z6 | SOLAR SYSTEMS AND ACCESSORIES | 6.47 | 0.097 | 35 | 4 | 140 | 74122000 | 500904HT 00035 | 500904HT 00140
506700HT | SOLAR SYSTEMS | SOLAR SYSTEMS | NIPLO GIR.1"1/4MX1"1/4F S.RE | Z6 | SOLAR SYSTEMS AND ACCESSORIES | 20.93 | 0.24 | 10 | 4 | 40 | 74122000 | 506700HT 00010 | 506700HT 00040
550630HT | SOLAR SYSTEMS | SOLAR SYSTEMS | COL.PARALLELO SOL. | Z6 | SOLAR SYSTEMS AND ACCESSORIES | 279.57 | 4.01 | 1 | 0 | 1 | 74122000 | 550630HT 00001 | 550630HT 00001
60791.WI10 | SOLAR SYSTEMS | SOLAR SYSTEMS | GS DN32 + WILO TOP-S 30/10-1 | Z6 | SOLAR SYSTEMS AND ACCESSORIES | 2580.76 | 18 | 1 | 1 | 1 | 0 | 60791.WI10 00001 | 60791.WI10 00001
8366N007HT | SOLAR SYSTEMS | SOLAR SYSTEMS | V.SF 1"1/4FX1"1/4F S.RE | Z6 | SOLAR SYSTEMS AND ACCESSORIES | 58.62 | 0 | 1 | 1 | 1 | 84818081 | 8366N007HT 00001 | 8366N007HT 00001
FLB70 | SOLAR SYSTEMS | SOLAR SYSTEMS | FLUSS.BY DN32 20-70 L/MIN | Z6 | SOLAR SYSTEMS AND ACCESSORIES | 451.44 | 1.22 | 1 | 1 | 1 | 84818079 | FLB70 00001 | FLB70 00001
FLB70SOL | SOLAR SYSTEMS | SOLAR SYSTEMS | FLUSS.BY S.RE DN32 20-70L/MIN | Z6 | SOLAR SYSTEMS AND ACCESSORIES | 529.88 | 0.25 | 1 | 1 | 1 | 74122000 | FLB70SOL 00001 | FLB70SOL 00001
FLI06SOL | SOLAR SYSTEMS | SOLAR SYSTEMS | FLUSS.SOL.DN 20 1.5-6L/MIN | Z6 | SOLAR SYSTEMS AND ACCESSORIES | 209.62 | 0.1 | 1 | 1 | 1 | 84818079 | FLI06SOL 00001 | FLI06SOL 00001
FLI16SOL | SOLAR SYSTEMS | SOLAR SYSTEMS | FLUSS.SOL.DN 20 4-16L/MIN | Z6 | SOLAR SYSTEMS AND ACCESSORIES | 209.62 | 0.2 | 1 | 1 | 1 | 84818079 | FLI16SOL 00001 | FLI16SOL 00001
GP6010 | SOLAR SYSTEMS | SOLAR SYSTEMS | GS 1W 3/4F GIR. | Z6 | SOLAR SYSTEMS AND ACCESSORIES | 654.13 | 4.8 | 1 | 1 | 1 | 84819000 | GP6010 00001 | GP6010 00001
GP6010E | SOLAR SYSTEMS | SOLAR SYSTEMS | GS 1W 3/4F GIR.E | Z6 | SOLAR SYSTEMS AND ACCESSORIES | 781.35 | 4.4 | 1 | 1 | 1 | 84819000 | GP6010E 00001 | GP6010E 00001
GP7000 | SOLAR SYSTEMS | SOLAR SYSTEMS | GS 2W 3/4F GIR. | Z6 | SOLAR SYSTEMS AND ACCESSORIES | 792.74 | 6.7 | 1 | 1 | 1 | 84819000 | GP7000 00001 | GP7000 00001
GP7000E | SOLAR SYSTEMS | SOLAR SYSTEMS | GS 2W 3/4F GIR.E | Z6 | SOLAR SYSTEMS AND ACCESSORIES | 916.97 | 6.4 | 1 | 1 | 1 | 84819000 | GP7000E 00001 | GP7000E 00001
GP7000W | SOLAR SYSTEMS | SOLAR SYSTEMS | GS 2W 1F GIR. F.8-28 P.WILO | Z6 | SOLAR SYSTEMS AND ACCESSORIES | 910.58 | 6.7 | 1 | 1 | 1 | 84819000 | GP7000W 00001 | GP7000W 00001
GP7000WE | SOLAR SYSTEMS | SOLAR SYSTEMS | GS 2W 1F GIR. F.8-28 P.WILO E | Z6 | SOLAR SYSTEMS AND ACCESSORIES | 993.52 | 6.4 | 1 | 0 | 1 | 84819000 | GP7000WE 00001 | GP7000WE 00001
IV2021 | SOLAR SYSTEMS | SOLAR SYSTEMS | RAC. SOL. GOMITO 3/4 MX22 | Z6 | SOLAR SYSTEMS AND ACCESSORIES | 25.18 | 0 | 1 | 0 | 1 | 84818039 | IV2021 00001 | IV2021 00001
IV2022 | SOLAR SYSTEMS | SOLAR SYSTEMS | RAC. SOL. GOMITO 1 M X22 | Z6 | SOLAR SYSTEMS AND ACCESSORIES | 40.41 | 0 | 1 | 0 | 1 | 85431000 | IV2022 00001 | IV2022 00001
IV2052 | SOLAR SYSTEMS | SOLAR SYSTEMS | RAC. SOL. DIR. 1 MX22 | Z6 | SOLAR SYSTEMS AND ACCESSORIES | 20.31 | 0 | 1 | 0 | 1 | 85431000 | IV2052 00001 | IV2052 00001
IV2122 | SOLAR SYSTEMS | SOLAR SYSTEMS | RID. SOL. 3/4FX1M | Z6 | SOLAR SYSTEMS AND ACCESSORIES | 12 | 0.0998 | 1 | 0 | 1 | 85431000 | IV2122 00001 | IV2122 00001
IV2123 | SOLAR SYSTEMS | SOLAR SYSTEMS | RID. SOL. 1MX1 1/4F | Z6 | SOLAR SYSTEMS AND ACCESSORIES | 35.6 | 0.106 | 1 | 0 | 1 | 74122000 | IV2123 00001 | IV2123 00001
IVANTIGELO | SOLAR SYSTEMS | SOLAR SYSTEMS | LIQUIDO ANTIGELO PROP. 10KG | Z6 | SOLAR SYSTEMS AND ACCESSORIES | 16.8 | 1 | 10 | 0 | 10 | 38200000 | IVANTIGELO 00010 | IVANTIGELO 00010
S0016010 | SOLAR SYSTEMS | SOLAR SYSTEMS | TUBO IVAR SOLAR INOX D.16-10 M | Z6 | SOLAR SYSTEMS AND ACCESSORIES | 71.04 | 0 | 10 | 0 | 10 | 0 | S0016010 00010 | S0016010 00010
S0016015 | SOLAR SYSTEMS | SOLAR SYSTEMS | TUBO IVAR SOLAR INOX D.16-15 M | Z6 | SOLAR SYSTEMS AND ACCESSORIES | 69.26 | 1.15 | 15 | 0 | 15 | 0 | S0016015 00015 | S0016015 00015
S0016020 | SOLAR SYSTEMS | SOLAR SYSTEMS | TUBO IVAR SOLAR INOX D.16-20 M | Z6 | SOLAR SYSTEMS AND ACCESSORIES | 68.41 | 0 | 20 | 0 | 20 | 0 | S0016020 00020 | S0016020 00020
S0016025 | SOLAR SYSTEMS | SOLAR SYSTEMS | TUBO IVAR SOLAR INOX D.16-25 M | Z6 | SOLAR SYSTEMS AND ACCESSORIES | 67.8 | 0.712 | 25 | 0 | 25 | 83071000 | S0016025 00025 | S0016025 00025
S0020010 | SOLAR SYSTEMS | SOLAR SYSTEMS | TUBO IVAR SOLAR INOX D.20-10 M | Z6 | SOLAR SYSTEMS AND ACCESSORIES | 81.1 | 0 | 10 | 0 | 10 | 83071000 | S0020010 00010 | S0020010 00010
S0020015 | SOLAR SYSTEMS | SOLAR SYSTEMS | TUBO IVAR SOLAR INOX D.20-15 M | Z6 | SOLAR SYSTEMS AND ACCESSORIES | 79.02 | 0 | 15 | 0 | 15 | 83071000 | S0020015 00015 | S0020015 00015
S0020020 | SOLAR SYSTEMS | SOLAR SYSTEMS | TUBO IVAR SOLAR INOX D.20-20 M | Z6 | SOLAR SYSTEMS AND ACCESSORIES | 78.03 | 0 | 20 | 0 | 20 | 83071000 | S0020020 00020 | S0020020 00020
S0020025 | SOLAR SYSTEMS | SOLAR SYSTEMS | TUBO IVAR SOLAR INOX D.20-25 M | Z6 | SOLAR SYSTEMS AND ACCESSORIES | 77.33 | 0.768 | 25 | 0 | 25 | 83071000 | S0020025 00025 | S0020025 00025
S0025015 | SOLAR SYSTEMS | SOLAR SYSTEMS | TUBO IVAR SOLAR INOX D.25-15 M | Z6 | SOLAR SYSTEMS AND ACCESSORIES | 102.22 | 0 | 15 | 0 | 15 | 0 | S0025015 00015 | S0025015 00015
S0025025 | SOLAR SYSTEMS | SOLAR SYSTEMS | TUBO IVAR SOLAR INOX D.25-25 M | Z6 | SOLAR SYSTEMS AND ACCESSORIES | 99.62 | 0.98 | 25 | 0 | 25 | 83071000 | S0025025 00025 | S0025025 00025
S0300160 | SOLAR SYSTEMS | SOLAR SYSTEMS | DADO IN OT DN 3/4" | Z6 | SOLAR SYSTEMS AND ACCESSORIES | 2.409 | 0 | 1 | 1 | 1 | 0 | S0300160 00001 | S0300160 00001
S0301160 | SOLAR SYSTEMS | SOLAR SYSTEMS | NIPPLO OT MASCHIO DN 3/4X3/4 | Z6 | SOLAR SYSTEMS AND ACCESSORIES | 4.64 | 0.0613 | 1 | 1 | 1 | 74122000 | S0301160 00001 | S0301160 00001
S0301200 | SOLAR SYSTEMS | SOLAR SYSTEMS | NIPPLO 1''X1'' TP | Z6 | SOLAR SYSTEMS AND ACCESSORIES | 11.41 | 0.1419 | 1 | 1 | 1 | 74122000 | S0301200 00001 | S0301200 00001
S0301250 | SOLAR SYSTEMS | SOLAR SYSTEMS | NIPPLO 1 1/4''X1 1/4'' TP | Z6 | SOLAR SYSTEMS AND ACCESSORIES | 23.54 | 0.2655 | 1 | 1 | 1 | 74122000 | S0301250 00001 | S0301250 00001
S0303160 | SOLAR SYSTEMS | SOLAR SYSTEMS | GUARN.X ALTE TEMP. DN 3/4" | Z6 | SOLAR SYSTEMS AND ACCESSORIES | 0.653 | 0 | 1 | 1 | 1 | 0 | S0303160 00001 | S0303160 00001
S0304160 | SOLAR SYSTEMS | SOLAR SYSTEMS | KIT RACC. STANDARD DN 3/4" | Z6 | SOLAR SYSTEMS AND ACCESSORIES | 26.37 | 0.265 | 1 | 1 | 1 | 74122000 | S0304160 00001 | S0304160 00001
S0304200 | SOLAR SYSTEMS | SOLAR SYSTEMS | KIT RACC. STANDARD DN 1" | Z6 | SOLAR SYSTEMS AND ACCESSORIES | 50.15 | 0.51 | 1 | 1 | 1 | 74122000 | S0304200 00001 | S0304200 00001
S0304250 | SOLAR SYSTEMS | SOLAR SYSTEMS | KIT RACC. STANDARD DN 1 1/4" | Z6 | SOLAR SYSTEMS AND ACCESSORIES | 93.3 | 0.84825 | 1 | 1 | 1 | 74122000 | S0304250 00001 | S0304250 00001
S0307200 | SOLAR SYSTEMS | SOLAR SYSTEMS | NIPPLO 1''X3/4'' TP | Z6 | SOLAR SYSTEMS AND ACCESSORIES | 10.07 | 0.1452 | 1 | 1 | 1 | 74122000 | S0307200 00001 | S0307200 00001
S0307250 | SOLAR SYSTEMS | SOLAR SYSTEMS | NIPPLO 1''X1 1/4'' TP | Z6 | SOLAR SYSTEMS AND ACCESSORIES | 20.11 | 0.223 | 1 | 1 | 1 | 83071000 | S0307250 00001 | S0307250 00001