## Tarifa compacta
Lista de precios 2026
País | España
Divisa | EUR
Validez | 2026-06-15
* PVPR significa Precio de Venta al Público Recomendado. Los precios no incluyen IVA. Todos los precios están sujetos a cambios o retirada sin previo aviso. |  |  |  |  | Datos pendientes de actualización
[13 empty] | Tasa reciclaje |  | Datos logísticos |  |  |  |  | F-Gas
Material | Código EAN | Categoría | Tipo | Gama | Serie | Descripción | Descripción corta | Modelo reemplazado por | Modelo que sustituye | Novedad | Disponibilidad | PVPR | REEE | Cantidad REEE | Volumen (cm3) | Peso bruto (kg) | Altura (cm) | Longitud (cm) | Anchura (cm) | Gas refrigerante | Carga refrigerante (kg) | PCA (GWP) | CO2 Eq. (T)
CZ-RWS3 | 5025232883554 | VRF | Accessories | p) Accessories | Remoco (WIRELESS) | Mando inalámbrico por infrarrojos | Infrared remote controller |  |  |  |  | 129 |  |  | 2041.875 | 0.34 | 5.5 | 22.5 | 16.5 | - | - | - | -
P-FC10DQ-2AA-E101 | 4010869405324 | HYDRO | Accesorio | g) Fancoil | Floor & Ceiling | FCU Cons. suelo Comfort, 2t, vent. AC y con. hidr. izqda (condiciones estándar 1kW a 190m3/h) | [5 empty] | 525
P-FC20DQ-2AA-E101 | 4010869405331 | HYDRO | Accesorio | g) Fancoil | Floor & Ceiling | FCU Cons. suelo Comfort, 2t, vent. AC y con. hidr. izqda (condiciones estándar 1,38kW a 196m3/h) | [5 empty] | 550
P-FC30DQ-2AA-E101 | 4010869405355 | HYDRO | Accesorio | g) Fancoil | Floor & Ceiling | FCU Cons. suelo Comfort, 2t, vent. AC y con. hidr. izqda (condiciones estándar 1,88kW a 274m3/h) | [5 empty] | 593
P-FC40DQ-2AA-E101 | 4010869405362 | HYDRO | Accesorio | g) Fancoil | Floor & Ceiling | FCU Cons. suelo Comfort, 2t, vent. AC y con. hidr. izqda (condiciones estándar 2,28kW a 357m3/h) | [5 empty] | 699
P-FC50DQ-2AA-E101 | 4010869405379 | HYDRO | Accesorio | g) Fancoil | Floor & Ceiling | FCU Cons. suelo Comfort, 2t, vent. AC y con. hidr. izqda (condiciones estándar 3,16kW a 486m3/h) | [5 empty] | 785
P-FC60DQ-2AA-E101 | 4010869405386 | HYDRO | Accesorio | g) Fancoil | Floor & Ceiling | FCU Cons. suelo Comfort, 2t, vent. AC y con. hidr. izqda (condiciones estándar 4,33kW a 640m3/h) | [5 empty] | 857
P-FC70DQ-2AA-E101 | 4010869405393 | HYDRO | Accesorio | g) Fancoil | Floor & Ceiling | FCU Cons. suelo Comfort, 2t, vent. AC y con. hidr. izqda (condiciones estándar 5,84kW a 893m3/h) | [5 empty] | 971
P-FC10DT-2AA-E101 | 4010869405416 | HYDRO | Accesorio | g) Fancoil | Floor & Ceiling | FCU Cons. suelo Comfort, 2t, vent. AC y con. hidr. dcha. (condiciones estándar 1kW a 190m3/h) | [5 empty] | 535
P-FC20DT-2AA-E101 | 4010869405430 | HYDRO | Accesorio | g) Fancoil | Floor & Ceiling | FCU Cons. suelo Comfort, 2t, vent. AC y con. hidr. dcha. (condiciones estándar 1,38kW a 196m3/h) | [5 empty] | 559
P-FC30DT-2AA-E101 | 4010869405447 | HYDRO | Accesorio | g) Fancoil | Floor & Ceiling | FCU Cons. suelo Comfort, 2t, vent. AC y con. hidr. dcha. (condiciones estándar 1,88kW a 274m3/h) | [5 empty] | 602
P-FC40DT-2AA-E101 | 4010869405454 | HYDRO | Accesorio | g) Fancoil | Floor & Ceiling | FCU Cons. suelo Comfort, 2t, vent. AC y con. hidr. dcha. (condiciones estándar 2,28kW a 357m3/h) | [5 empty] | 708
P-FC50DT-2AA-E101 | 4010869405461 | HYDRO | Accesorio | g) Fancoil | Floor & Ceiling | FCU Cons. suelo Comfort, 2t, vent. AC y con. hidr. dcha. (condiciones estándar 3,16kW a 486m3/h) | [5 empty] | 794
P-FC60DT-2AA-E101 | 4010869405478 | HYDRO | Accesorio | g) Fancoil | Floor & Ceiling | FCU Cons. suelo Comfort, 2t, vent. AC y con. hidr. dcha. (condiciones estándar 4,33kW a 640m3/h) | [5 empty] | 867
P-FC70DT-2AA-E101 | 4010869405485 | HYDRO | Accesorio | g) Fancoil | Floor & Ceiling | FCU Cons. suelo Comfort, 2t, vent. AC y con. hidr. dcha. (condiciones estándar 5,84kW a 893m3/h) | [5 empty] | 980
P-FC10DQ-2EA-E101 | 4010869405508 | HYDRO | Accesorio | g) Fancoil | Floor & Ceiling | FCU Cons. suelo Comfort, 2t, vent. EC y con. hidr. izqda (condiciones estándar 1kW a 190m3/h) | [5 empty] | 742
P-FC20DQ-2EA-E101 | 4010869405515 | HYDRO | Accesorio | g) Fancoil | Floor & Ceiling | FCU Cons. suelo Comfort, 2t, vent. EC y con. hidr. izqda (condiciones estándar 1,38kW a 196m3/h) | [5 empty] | 766
P-FC30DQ-2EA-E101 | 4010869405522 | HYDRO | Accesorio | g) Fancoil | Floor & Ceiling | FCU Cons. suelo Comfort, 2t, vent. EC y con. hidr. izqda (condiciones estándar 1,88kW a 274m3/h) | [5 empty] | 809
P-FC40DQ-2EA-E101 | 4010869405539 | HYDRO | Accesorio | g) Fancoil | Floor & Ceiling | FCU Cons. suelo Comfort, 2t, vent. EC y con. hidr. izqda (condiciones estándar 2,28kW a 357m3/h) | [5 empty] | 915
P-FC50DQ-2EA-E101 | 4010869405546 | HYDRO | Accesorio | g) Fancoil | Floor & Ceiling | FCU Cons. suelo Comfort, 2t, vent. EC y con. hidr. izqda (condiciones estándar 3,16kW a 486m3/h) | [5 empty] | 1001
P-FC60DQ-2EA-E101 | 4010869405553 | HYDRO | Accesorio | g) Fancoil | Floor & Ceiling | FCU Cons. suelo Comfort, 2t, vent. EC y con. hidr. izqda (condiciones estándar 4,33kW a 640m3/h) | [5 empty] | 1075
P-FC70DQ-2EA-E101 | 4010869405560 | HYDRO | Accesorio | g) Fancoil | Floor & Ceiling | FCU Cons. suelo Comfort, 2t, vent. EC y con. hidr. izqda (condiciones estándar 5,84kW a 893m3/h) | [5 empty] | 1193
P-FC80DQ-2EA-E101 | 4010869405577 | HYDRO | Accesorio | g) Fancoil | Floor & Ceiling | FCU Cons. suelo Comfort, 2t, vent. EC y con. hidr. izqda (condiciones estándar 6,12kW a 680m3/h) | [5 empty] | 1772
P-FC10DT-2EA-E101 | 4010869405584 | HYDRO | Accesorio | g) Fancoil | Floor & Ceiling | FCU Cons. suelo Comfort, 2t, vent. EC y con. hidr. dcha. (condiciones estándar 1kW a 190m3/h) | [5 empty] | 751
P-FC20DT-2EA-E101 | 4010869405591 | HYDRO | Accesorio | g) Fancoil | Floor & Ceiling | FCU Cons. suelo Comfort, 2t, vent. EC y con. hidr. dcha. (condiciones estándar 1,38kW a 196m3/h) | [5 empty] | 775
P-FC30DT-2EA-E101 | 4010869405607 | HYDRO | Accesorio | g) Fancoil | Floor & Ceiling | FCU Cons. suelo Comfort, 2t, vent. EC y con. hidr. dcha. (condiciones estándar 1,88kW a 274m3/h) | [5 empty] | 818
P-FC40DT-2EA-E101 | 4010869405614 | HYDRO | Accesorio | g) Fancoil | Floor & Ceiling | FCU Cons. suelo Comfort, 2t, vent. EC y con. hidr. dcha. (condiciones estándar 2,28kW a 357m3/h) | [5 empty] | 924
P-FC50DT-2EA-E101 | 4010869405621 | HYDRO | Accesorio | g) Fancoil | Floor & Ceiling | FCU Cons. suelo Comfort, 2t, vent. EC y con. hidr. dcha. (condiciones estándar 3,16kW a 486m3/h) | [5 empty] | 1011
P-FC60DT-2EA-E101 | 4010869405638 | HYDRO | Accesorio | g) Fancoil | Floor & Ceiling | FCU Cons. suelo Comfort, 2t, vent. EC y con. hidr. dcha. (condiciones estándar 4,33kW a 640m3/h) | [5 empty] | 1084
P-FC70DT-2EA-E101 | 4010869405645 | HYDRO | Accesorio | g) Fancoil | Floor & Ceiling | FCU Cons. suelo Comfort, 2t, vent. EC y con. hidr. dcha. (condiciones estándar 5,84kW a 893m3/h) | [5 empty] | 1203
P-FC80DT-2EA-E101 | 4010869405652 | HYDRO | Accesorio | g) Fancoil | Floor & Ceiling | FCU Cons. suelo Comfort, 2t, vent. EC y con. hidr. dcha. (condiciones estándar 6,12kW a 680m3/h) | [5 empty] | 1781
P-FC10DQ-4AA-E101 | 4010869405676 | HYDRO | Accesorio | g) Fancoil | Floor & Ceiling | FCU Cons. suelo Comfort, 4t, vent. AC y con. hidr. izqda (condiciones estándar 1kW a 190m3/h) | [5 empty] | 574
P-FC20DQ-4AA-E101 | 4010869405683 | HYDRO | Accesorio | g) Fancoil | Floor & Ceiling | FCU Cons. suelo Comfort, 4t, vent. AC y con. hidr. izqda (condiciones estándar 1,38kW a 196m3/h) | [5 empty] | 583
P-FC30DQ-4AA-E101 | 4010869405690 | HYDRO | Accesorio | g) Fancoil | Floor & Ceiling | FCU Cons. suelo Comfort, 4t, vent. AC y con. hidr. izqda (condiciones estándar 1,88kW a 274m3/h) | [5 empty] | 632
P-FC40DQ-4AA-E101 | 4010869405706 | HYDRO | Accesorio | g) Fancoil | Floor & Ceiling | FCU Cons. suelo Comfort, 4t, vent. AC y con. hidr. izqda (condiciones estándar 2,28kW a 357m3/h) | [5 empty] | 747
P-FC50DQ-4AA-E101 | 4010869405713 | HYDRO | Accesorio | g) Fancoil | Floor & Ceiling | FCU Cons. suelo Comfort, 4t, vent. AC y con. hidr. izqda (condiciones estándar 3,16kW a 486m3/h) | [5 empty] | 840
P-FC60DQ-4AA-E101 | 4010869405720 | HYDRO | Accesorio | g) Fancoil | Floor & Ceiling | FCU Cons. suelo Comfort, 4t, vent. AC y con. hidr. izqda (condiciones estándar 4,33kW a 640m3/h) | [5 empty] | 920
P-FC70DQ-4AA-E101 | 4010869405737 | HYDRO | Accesorio | g) Fancoil | Floor & Ceiling | FCU Cons. suelo Comfort, 4t, vent. AC y con. hidr. izqda (condiciones estándar 5,84kW a 893m3/h) | [5 empty] | 1041
P-FC10DT-4AA-E101 | 4010869405768 | HYDRO | Accesorio | g) Fancoil | Floor & Ceiling | FCU Cons. suelo Comfort, 4t, vent. AC y con. hidr. dcha. (condiciones estándar 1kW a 190m3/h) | [5 empty] | 583
P-FC20DT-4AA-E101 | 4010869405775 | HYDRO | Accesorio | g) Fancoil | Floor & Ceiling | FCU Cons. suelo Comfort, 4t, vent. AC y con. hidr. dcha. (condiciones estándar 1,38kW a 196m3/h) | [5 empty] | 593
P-FC30DT-4AA-E101 | 4010869405782 | HYDRO | Accesorio | g) Fancoil | Floor & Ceiling | FCU Cons. suelo Comfort, 4t, vent. AC y con. hidr. dcha. (condiciones estándar 1,88kW a 274m3/h) | [5 empty] | 641
P-FC40DT-4AA-E101 | 4010869405799 | HYDRO | Accesorio | g) Fancoil | Floor & Ceiling | FCU Cons. suelo Comfort, 4t, vent. AC y con. hidr. dcha. (condiciones estándar 2,28kW a 357m3/h) | [5 empty] | 756
P-FC50DT-4AA-E101 | 4010869405805 | HYDRO | Accesorio | g) Fancoil | Floor & Ceiling | FCU Cons. suelo Comfort, 4t, vent. AC y con. hidr. dcha. (condiciones estándar 3,16kW a 486m3/h) | [5 empty] | 850
P-FC60DT-4AA-E101 | 4010869405812 | HYDRO | Accesorio | g) Fancoil | Floor & Ceiling | FCU Cons. suelo Comfort, 4t, vent. AC y con. hidr. dcha. (condiciones estándar 4,33kW a 640m3/h) | [5 empty] | 930
P-FC70DT-4AA-E101 | 4010869405829 | HYDRO | Accesorio | g) Fancoil | Floor & Ceiling | FCU Cons. suelo Comfort, 4t, vent. AC y con. hidr. dcha. (condiciones estándar 5,84kW a 893m3/h) | [5 empty] | 1050
P-FC10DQ-4EA-E101 | 4010869405843 | HYDRO | Accesorio | g) Fancoil | Floor & Ceiling | FCU Cons. suelo Comfort, 4t, vent. EC y con. hidr. izqda (condiciones estándar 1kW a 190m3/h) | [5 empty] | 790
P-FC20DQ-4EA-E101 | 4010869405850 | HYDRO | Accesorio | g) Fancoil | Floor & Ceiling | FCU Cons. suelo Comfort, 4t, vent. EC y con. hidr. izqda (condiciones estándar 1,38kW a 196m3/h) | [5 empty] | 800
P-FC30DQ-4EA-E101 | 4010869405867 | HYDRO | Accesorio | g) Fancoil | Floor & Ceiling | FCU Cons. suelo Comfort, 4t, vent. EC y con. hidr. izqda (condiciones estándar 1,88kW a 274m3/h) | [5 empty] | 848
P-FC40DQ-4EA-E101 | 4010869405874 | HYDRO | Accesorio | g) Fancoil | Floor & Ceiling | FCU Cons. suelo Comfort, 4t, vent. EC y con. hidr. izqda (condiciones estándar 2,28kW a 357m3/h) | [5 empty] | 963
P-FC50DQ-4EA-E101 | 4010869405881 | HYDRO | Accesorio | g) Fancoil | Floor & Ceiling | FCU Cons. suelo Comfort, 4t, vent. EC y con. hidr. izqda (condiciones estándar 3,16kW a 486m3/h) | [5 empty] | 1057
P-FC60DQ-4EA-E101 | 4010869405898 | HYDRO | Accesorio | g) Fancoil | Floor & Ceiling | FCU Cons. suelo Comfort, 4t, vent. EC y con. hidr. izqda (condiciones estándar 4,33kW a 640m3/h) | [5 empty] | 1138
P-FC70DQ-4EA-E101 | 4010869405904 | HYDRO | Accesorio | g) Fancoil | Floor & Ceiling | FCU Cons. suelo Comfort, 4t, vent. EC y con. hidr. izqda (condiciones estándar 5,84kW a 893m3/h) | [5 empty] | 1264
P-FC80DQ-4EA-E101 | 4010869405911 | HYDRO | Accesorio | g) Fancoil | Floor & Ceiling | FCU Cons. suelo Comfort, 4t, vent. EC y con. hidr. izqda (condiciones estándar 6,12kW a 680m3/h) | [5 empty] | 1875
P-FC10DT-4EA-E101 | 4010869405928 | HYDRO | Accesorio | g) Fancoil | Floor & Ceiling | FCU Cons. suelo Comfort, 4t, vent. EC y con. hidr. dcha. (condiciones estándar 1kW a 190m3/h) | [5 empty] | 800
P-FC20DT-4EA-E101 | 4010869405935 | HYDRO | Accesorio | g) Fancoil | Floor & Ceiling | FCU Cons. suelo Comfort, 4t, vent. EC y con. hidr. dcha. (condiciones estándar 1,38kW a 196m3/h) | [5 empty] | 809
P-FC30DT-4EA-E101 | 4010869405942 | HYDRO | Accesorio | g) Fancoil | Floor & Ceiling | FCU Cons. suelo Comfort, 4t, vent. EC y con. hidr. dcha. (condiciones estándar 1,88kW a 274m3/h) | [5 empty] | 857
P-FC40DT-4EA-E101 | 4010869405959 | HYDRO | Accesorio | g) Fancoil | Floor & Ceiling | FCU Cons. suelo Comfort, 4t, vent. EC y con. hidr. dcha. (condiciones estándar 2,28kW a 357m3/h) | [5 empty] | 973
P-FC50DT-4EA-E101 | 4010869405966 | HYDRO | Accesorio | g) Fancoil | Floor & Ceiling | FCU Cons. suelo Comfort, 4t, vent. EC y con. hidr. dcha. (condiciones estándar 3,16kW a 486m3/h) | [5 empty] | 1066
P-FC60DT-4EA-E101 | 4010869405973 | HYDRO | Accesorio | g) Fancoil | Floor & Ceiling | FCU Cons. suelo Comfort, 4t, vent. EC y con. hidr. dcha. (condiciones estándar 4,33kW a 640m3/h) | [5 empty] | 1147
P-FC70DT-4EA-E101 | 4010869405997 | HYDRO | Accesorio | g) Fancoil | Floor & Ceiling | FCU Cons. suelo Comfort, 4t, vent. EC y con. hidr. dcha. (condiciones estándar 5,84kW a 893m3/h) | [5 empty] | 1273
P-FC80DT-4EA-E101 | 4010869406000 | HYDRO | Accesorio | g) Fancoil | Floor & Ceiling | FCU Cons. suelo Comfort, 4t, vent. EC y con. hidr. dcha. (condiciones estándar 6,12kW a 680m3/h) | [5 empty] | 1884
P-FC10BQ-2AA-E101 | 4010869406017 | HYDRO | Accesorio | g) Fancoil | Floor & Ceiling | FCU Techo Comfort, 2t, vent. AC y con. hidr. izqda (condiciones estándar 1kW a 190m3/h) | [5 empty] | 629
P-FC20BQ-2AA-E101 | 4010869406031 | HYDRO | Accesorio | g) Fancoil | Floor & Ceiling | FCU Techo Comfort, 2t, vent. AC y con. hidr. izqda (condiciones estándar 1,38kW a 196m3/h) | [5 empty] | 654
P-FC30BQ-2AA-E101 | 4010869406048 | HYDRO | Accesorio | g) Fancoil | Floor & Ceiling | FCU Techo Comfort, 2t, vent. AC y con. hidr. izqda (condiciones estándar 1,88kW a 274m3/h) | [5 empty] | 705
P-FC40BQ-2AA-E101 | 4010869406055 | HYDRO | Accesorio | g) Fancoil | Floor & Ceiling | FCU Techo Comfort, 2t, vent. AC y con. hidr. izqda (condiciones estándar 2,28kW a 357m3/h) | [5 empty] | 835
P-FC50BQ-2AA-E101 | 4010869406079 | HYDRO | Accesorio | g) Fancoil | Floor & Ceiling | FCU Techo Comfort, 2t, vent. AC y con. hidr. izqda (condiciones estándar 3,16kW a 486m3/h) | [5 empty] | 934
P-FC60BQ-2AA-E101 | 4010869406086 | HYDRO | Accesorio | g) Fancoil | Floor & Ceiling | FCU Techo Comfort, 2t, vent. AC y con. hidr. izqda (condiciones estándar 4,33kW a 640m3/h) | [5 empty] | 1044
P-FC70BQ-2AA-E101 | 4010869406093 | HYDRO | Accesorio | g) Fancoil | Floor & Ceiling | FCU Techo Comfort, 2t, vent. AC y con. hidr. izqda (condiciones estándar 5,84kW a 893m3/h) | [5 empty] | 1169
P-FC10BT-2AA-E101 | 4010869406116 | HYDRO | Accesorio | g) Fancoil | Floor & Ceiling | FCU Techo Comfort, 2t, vent. AC y con. hidr. dcha. (condiciones estándar 1kW a 190m3/h) | [5 empty] | 639
P-FC20BT-2AA-E101 | 4010869406123 | HYDRO | Accesorio | g) Fancoil | Floor & Ceiling | FCU Techo Comfort, 2t, vent. AC y con. hidr. dcha. (condiciones estándar 1,38kW a 196m3/h) | [5 empty] | 663
P-FC30BT-2AA-E101 | 4010869406130 | HYDRO | Accesorio | g) Fancoil | Floor & Ceiling | FCU Techo Comfort, 2t, vent. AC y con. hidr. dcha. (condiciones estándar 1,88kW a 274m3/h) | [5 empty] | 714
P-FC40BT-2AA-E101 | 4010869406147 | HYDRO | Accesorio | g) Fancoil | Floor & Ceiling | FCU Techo Comfort, 2t, vent. AC y con. hidr. dcha. (condiciones estándar 2,28kW a 357m3/h) | [5 empty] | 845
P-FC50BT-2AA-E101 | 4010869406154 | HYDRO | Accesorio | g) Fancoil | Floor & Ceiling | FCU Techo Comfort, 2t, vent. AC y con. hidr. dcha. (condiciones estándar 3,16kW a 486m3/h) | [5 empty] | 943
P-FC60BT-2AA-E101 | 4010869406161 | HYDRO | Accesorio | g) Fancoil | Floor & Ceiling | FCU Techo Comfort, 2t, vent. AC y con. hidr. dcha. (condiciones estándar 4,33kW a 640m3/h) | [5 empty] | 1054
P-FC70BT-2AA-E101 | 4010869406178 | HYDRO | Accesorio | g) Fancoil | Floor & Ceiling | FCU Techo Comfort, 2t, vent. AC y con. hidr. dcha. (condiciones estándar 5,84kW a 893m3/h) | [5 empty] | 1179
P-FC10BQ-2EA-E101 | 4010869406192 | HYDRO | Accesorio | g) Fancoil | Floor & Ceiling | FCU Techo Comfort, 2t, vent. EC y con. hidr. izqda (condiciones estándar 1kW a 190m3/h) | [5 empty] | 846
P-FC20BQ-2EA-E101 | 4010869406208 | HYDRO | Accesorio | g) Fancoil | Floor & Ceiling | FCU Techo Comfort, 2t, vent. EC y con. hidr. izqda (condiciones estándar 1,38kW a 196m3/h) | [5 empty] | 870
P-FC30BQ-2EA-E101 | 4010869406215 | HYDRO | Accesorio | g) Fancoil | Floor & Ceiling | FCU Techo Comfort, 2t, vent. EC y con. hidr. izqda (condiciones estándar 1,88kW a 274m3/h) | [5 empty] | 921
P-FC40BQ-2EA-E101 | 4010869406222 | HYDRO | Accesorio | g) Fancoil | Floor & Ceiling | FCU Techo Comfort, 2t, vent. EC y con. hidr. izqda (condiciones estándar 2,28kW a 357m3/h) | [5 empty] | 1052
P-FC50BQ-2EA-E101 | 4010869406239 | HYDRO | Accesorio | g) Fancoil | Floor & Ceiling | FCU Techo Comfort, 2t, vent. EC y con. hidr. izqda (condiciones estándar 3,16kW a 486m3/h) | [5 empty] | 1150
P-FC60BQ-2EA-E101 | 4010869406246 | HYDRO | Accesorio | g) Fancoil | Floor & Ceiling | FCU Techo Comfort, 2t, vent. EC y con. hidr. izqda (condiciones estándar 4,33kW a 640m3/h) | [5 empty] | 1262
P-FC70BQ-2EA-E101 | 4010869406253 | HYDRO | Accesorio | g) Fancoil | Floor & Ceiling | FCU Techo Comfort, 2t, vent. EC y con. hidr. izqda (condiciones estándar 5,84kW a 893m3/h) | [5 empty] | 1392
P-FC80BQ-2EA-E101 | 4010869406260 | HYDRO | Accesorio | g) Fancoil | Floor & Ceiling | FCU Techo Comfort, 2t, vent. EC y con. hidr. izqda (condiciones estándar 6,12kW a 680m3/h) | [5 empty] | 1986
P-FC10BT-2EA-E101 | 4010869406277 | HYDRO | Accesorio | g) Fancoil | Floor & Ceiling | FCU Techo Comfort, 2t, vent. EC y con. hidr. dcha. (condiciones estándar 1kW a 190m3/h) | [5 empty] | 855
P-FC20BT-2EA-E101 | 4010869406284 | HYDRO | Accesorio | g) Fancoil | Floor & Ceiling | FCU Techo Comfort, 2t, vent. EC y con. hidr. dcha. (condiciones estándar 1,38kW a 196m3/h) | [5 empty] | 879
P-FC30BT-2EA-E101 | 4010869406291 | HYDRO | Accesorio | g) Fancoil | Floor & Ceiling | FCU Techo Comfort, 2t, vent. EC y con. hidr. dcha. (condiciones estándar 1,88kW a 274m3/h) | [5 empty] | 931
P-FC40BT-2EA-E101 | 4010869406314 | HYDRO | Accesorio | g) Fancoil | Floor & Ceiling | FCU Techo Comfort, 2t, vent. EC y con. hidr. dcha. (condiciones estándar 2,28kW a 357m3/h) | [5 empty] | 1061
P-FC50BT-2EA-E101 | 4010869406321 | HYDRO | Accesorio | g) Fancoil | Floor & Ceiling | FCU Techo Comfort, 2t, vent. EC y con. hidr. dcha. (condiciones estándar 3,16kW a 486m3/h) | [5 empty] | 1160
P-FC60BT-2EA-E101 | 4010869406338 | HYDRO | Accesorio | g) Fancoil | Floor & Ceiling | FCU Techo Comfort, 2t, vent. EC y con. hidr. dcha. (condiciones estándar 4,33kW a 640m3/h) | [5 empty] | 1271
P-FC70BT-2EA-E101 | 4010869406345 | HYDRO | Accesorio | g) Fancoil | Floor & Ceiling | FCU Techo Comfort, 2t, vent. EC y con. hidr. dcha. (condiciones estándar 5,84kW a 893m3/h) | [5 empty] | 1401
P-FC80BT-2EA-E101 | 4010869406352 | HYDRO | Accesorio | g) Fancoil | Floor & Ceiling | FCU Techo Comfort, 2t, vent. EC y con. hidr. dcha. (condiciones estándar 6,12kW a 680m3/h) | [5 empty] | 1995
P-FC10BQ-4AA-E101 | 4010869406369 | HYDRO | Accesorio | g) Fancoil | Floor & Ceiling | FCU Techo Comfort, 4t, vent. AC y con. hidr. izqda (condiciones estándar 1kW a 190m3/h) | [5 empty] | 678
P-FC20BQ-4AA-E101 | 4010869406376 | HYDRO | Accesorio | g) Fancoil | Floor & Ceiling | FCU Techo Comfort, 4t, vent. AC y con. hidr. izqda (condiciones estándar 1,38kW a 196m3/h) | [5 empty] | 687
P-FC30BQ-4AA-E101 | 4010869406390 | HYDRO | Accesorio | g) Fancoil | Floor & Ceiling | FCU Techo Comfort, 4t, vent. AC y con. hidr. izqda (condiciones estándar 1,88kW a 274m3/h) | [5 empty] | 744
P-FC40BQ-4AA-E101 | 4010869406406 | HYDRO | Accesorio | g) Fancoil | Floor & Ceiling | FCU Techo Comfort, 4t, vent. AC y con. hidr. izqda (condiciones estándar 2,28kW a 357m3/h) | [5 empty] | 884
P-FC50BQ-4AA-E101 | 4010869406413 | HYDRO | Accesorio | g) Fancoil | Floor & Ceiling | FCU Techo Comfort, 4t, vent. AC y con. hidr. izqda (condiciones estándar 3,16kW a 486m3/h) | [5 empty] | 990
P-FC60BQ-4AA-E101 | 4010869406420 | HYDRO | Accesorio | g) Fancoil | Floor & Ceiling | FCU Techo Comfort, 4t, vent. AC y con. hidr. izqda (condiciones estándar 4,33kW a 640m3/h) | [5 empty] | 1107
P-FC70BQ-4AA-E101 | 4010869406437 | HYDRO | Accesorio | g) Fancoil | Floor & Ceiling | FCU Techo Comfort, 4t, vent. AC y con. hidr. izqda (condiciones estándar 5,84kW a 893m3/h) | [5 empty] | 1239
P-FC10BT-4AA-E101 | 4010869406451 | HYDRO | Accesorio | g) Fancoil | Floor & Ceiling | FCU Techo Comfort, 4t, vent. AC y con. hidr. dcha. (condiciones estándar 1kW a 190m3/h) | [5 empty] | 687
P-FC20BT-4AA-E101 | 4010869406468 | HYDRO | Accesorio | g) Fancoil | Floor & Ceiling | FCU Techo Comfort, 4t, vent. AC y con. hidr. dcha. (condiciones estándar 1,38kW a 196m3/h) | [5 empty] | 697
P-FC30BT-4AA-E101 | 4010869406475 | HYDRO | Accesorio | g) Fancoil | Floor & Ceiling | FCU Techo Comfort, 4t, vent. AC y con. hidr. dcha. (condiciones estándar 1,88kW a 274m3/h) | [5 empty] | 753
P-FC40BT-4AA-E101 | 4010869406482 | HYDRO | Accesorio | g) Fancoil | Floor & Ceiling | FCU Techo Comfort, 4t, vent. AC y con. hidr. dcha. (condiciones estándar 2,28kW a 357m3/h) | [5 empty] | 893
P-FC50BT-4AA-E101 | 4010869406499 | HYDRO | Accesorio | g) Fancoil | Floor & Ceiling | FCU Techo Comfort, 4t, vent. AC y con. hidr. dcha. (condiciones estándar 3,16kW a 486m3/h) | [5 empty] | 999
P-FC60BT-4AA-E101 | 4010869406505 | HYDRO | Accesorio | g) Fancoil | Floor & Ceiling | FCU Techo Comfort, 4t, vent. AC y con. hidr. dcha. (condiciones estándar 4,33kW a 640m3/h) | [5 empty] | 1117
P-FC70BT-4AA-E101 | 4010869406512 | HYDRO | Accesorio | g) Fancoil | Floor & Ceiling | FCU Techo Comfort, 4t, vent. AC y con. hidr. dcha. (condiciones estándar 5,84kW a 893m3/h) | [5 empty] | 1249
P-FC10BQ-4EA-E101 | 4010869406536 | HYDRO | Accesorio | g) Fancoil | Floor & Ceiling | FCU Techo Comfort, 4t, vent. EC y con. hidr. izqda (condiciones estándar 1kW a 190m3/h) | [5 empty] | 894
P-FC20BQ-4EA-E101 | 4010869406543 | HYDRO | Accesorio | g) Fancoil | Floor & Ceiling | FCU Techo Comfort, 4t, vent. EC y con. hidr. izqda (condiciones estándar 1,38kW a 196m3/h) | [5 empty] | 903
P-FC30BQ-4EA-E101 | 4010869406550 | HYDRO | Accesorio | g) Fancoil | Floor & Ceiling | FCU Techo Comfort, 4t, vent. EC y con. hidr. izqda (condiciones estándar 1,88kW a 274m3/h) | [5 empty] | 960
P-FC40BQ-4EA-E101 | 4010869406567 | HYDRO | Accesorio | g) Fancoil | Floor & Ceiling | FCU Techo Comfort, 4t, vent. EC y con. hidr. izqda (condiciones estándar 2,28kW a 357m3/h) | [5 empty] | 1100
P-FC50BQ-4EA-E101 | 4010869406574 | HYDRO | Accesorio | g) Fancoil | Floor & Ceiling | FCU Techo Comfort, 4t, vent. EC y con. hidr. izqda (condiciones estándar 3,16kW a 486m3/h) | [5 empty] | 1206
P-FC60BQ-4EA-E101 | 4010869406581 | HYDRO | Accesorio | g) Fancoil | Floor & Ceiling | FCU Techo Comfort, 4t, vent. EC y con. hidr. izqda (condiciones estándar 4,33kW a 640m3/h) | [5 empty] | 1325
P-FC70BQ-4EA-E101 | 4010869406598 | HYDRO | Accesorio | g) Fancoil | Floor & Ceiling | FCU Techo Comfort, 4t, vent. EC y con. hidr. izqda (condiciones estándar 5,84kW a 893m3/h) | [5 empty] | 1462
P-FC80BQ-4EA-E101 | 4010869406604 | HYDRO | Accesorio | g) Fancoil | Floor & Ceiling | FCU Techo Comfort, 4t, vent. EC y con. hidr. izqda (condiciones estándar 6,12kW a 680m3/h) | [5 empty] | 2089
P-FC10BT-4EA-E101 | 4010869406611 | HYDRO | Accesorio | g) Fancoil | Floor & Ceiling | FCU Techo Comfort, 4t, vent. EC y con. hidr. dcha. (condiciones estándar 1kW a 190m3/h) | [5 empty] | 903
P-FC20BT-4EA-E101 | 4010869406635 | HYDRO | Accesorio | g) Fancoil | Floor & Ceiling | FCU Techo Comfort, 4t, vent. EC y con. hidr. dcha. (condiciones estándar 1,38kW a 196m3/h) | [5 empty] | 913
P-FC30BT-4EA-E101 | 4010869406642 | HYDRO | Accesorio | g) Fancoil | Floor & Ceiling | FCU Techo Comfort, 4t, vent. EC y con. hidr. dcha. (condiciones estándar 1,88kW a 274m3/h) | [5 empty] | 970
P-FC40BT-4EA-E101 | 4010869406659 | HYDRO | Accesorio | g) Fancoil | Floor & Ceiling | FCU Techo Comfort, 4t, vent. EC y con. hidr. dcha. (condiciones estándar 2,28kW a 357m3/h) | [5 empty] | 1109
P-FC50BT-4EA-E101 | 4010869406666 | HYDRO | Accesorio | g) Fancoil | Floor & Ceiling | FCU Techo Comfort, 4t, vent. EC y con. hidr. dcha. (condiciones estándar 3,16kW a 486m3/h) | [5 empty] | 1215
P-FC60BT-4EA-E101 | 4010869406673 | HYDRO | Accesorio | g) Fancoil | Floor & Ceiling | FCU Techo Comfort, 4t, vent. EC y con. hidr. dcha. (condiciones estándar 4,33kW a 640m3/h) | [5 empty] | 1334
P-FC70BT-4EA-E101 | 4010869406680 | HYDRO | Accesorio | g) Fancoil | Floor & Ceiling | FCU Techo Comfort, 4t, vent. EC y con. hidr. dcha. (condiciones estándar 5,84kW a 893m3/h) | [5 empty] | 1472
P-FC80BT-4EA-E101 | 4010869406697 | HYDRO | Accesorio | g) Fancoil | Floor & Ceiling | FCU Techo Comfort, 4t, vent. EC y con. hidr. dcha. (condiciones estándar 6,12kW a 680m3/h) | [5 empty] | 2098
P-FC10AQ-2AA-E101 | 4010869407571 | HYDRO | Accesorio | g) Fancoil | Floor & Ceiling | FCU Conductos Comfort, 2t, vent. AC y con. hidr. izqda (condiciones estándar 1kW a 190m3/h) | [5 empty] | 474
P-FC20AQ-2AA-E101 | 4010869407588 | HYDRO | Accesorio | g) Fancoil | Floor & Ceiling | FCU Conductos Comfort, 2t, vent. AC y con. hidr. izqda (condiciones estándar 1,38kW a 196m3/h) | [5 empty] | 498
P-FC30AQ-2AA-E101 | 4010869407595 | HYDRO | Accesorio | g) Fancoil | Floor & Ceiling | FCU Conductos Comfort, 2t, vent. AC y con. hidr. izqda (condiciones estándar 1,88kW a 274m3/h) | [5 empty] | 536
P-FC40AQ-2AA-E101 | 4010869407601 | HYDRO | Accesorio | g) Fancoil | Floor & Ceiling | FCU Conductos Comfort, 2t, vent. AC y con. hidr. izqda (condiciones estándar 2,28kW a 357m3/h) | [5 empty] | 624
P-FC50AQ-2AA-E101 | 4010869407618 | HYDRO | Accesorio | g) Fancoil | Floor & Ceiling | FCU Conductos Comfort, 2t, vent. AC y con. hidr. izqda (condiciones estándar 3,16kW a 486m3/h) | [5 empty] | 698
P-FC60AQ-2AA-E101 | 4010869407625 | HYDRO | Accesorio | g) Fancoil | Floor & Ceiling | FCU Conductos Comfort, 2t, vent. AC y con. hidr. izqda (condiciones estándar 4,33kW a 640m3/h) | [5 empty] | 761
P-FC70AQ-2AA-E101 | 4010869407632 | HYDRO | Accesorio | g) Fancoil | Floor & Ceiling | FCU Conductos Comfort, 2t, vent. AC y con. hidr. izqda (condiciones estándar 5,84kW a 893m3/h) | [5 empty] | 865
P-FC10AT-2AA-E101 | 4010869407656 | HYDRO | Accesorio | g) Fancoil | Floor & Ceiling | FCU Conductos Comfort, 2t, vent. AC y con. hidr. dcha. (condiciones estándar 1kW a 190m3/h) | [5 empty] | 483
P-FC20AT-2AA-E101 | 4010869407663 | HYDRO | Accesorio | g) Fancoil | Floor & Ceiling | FCU Conductos Comfort, 2t, vent. AC y con. hidr. dcha. (condiciones estándar 1,38kW a 196m3/h) | [5 empty] | 508
P-FC30AT-2AA-E101 | 4010869407670 | HYDRO | Accesorio | g) Fancoil | Floor & Ceiling | FCU Conductos Comfort, 2t, vent. AC y con. hidr. dcha. (condiciones estándar 1,88kW a 274m3/h) | [5 empty] | 545
P-FC40AT-2AA-E101 | 4010869407687 | HYDRO | Accesorio | g) Fancoil | Floor & Ceiling | FCU Conductos Comfort, 2t, vent. AC y con. hidr. dcha. (condiciones estándar 2,28kW a 357m3/h) | [5 empty] | 634
P-FC50AT-2AA-E101 | 4010869407724 | HYDRO | Accesorio | g) Fancoil | Floor & Ceiling | FCU Conductos Comfort, 2t, vent. AC y con. hidr. dcha. (condiciones estándar 3,16kW a 486m3/h) | [5 empty] | 707
P-FC60AT-2AA-E101 | 4010869419338 | HYDRO | Accesorio | g) Fancoil | Floor & Ceiling | FCU Conductos Comfort, 2t, vent. AC y con. hidr. dcha. (condiciones estándar 4,33kW a 640m3/h) | [5 empty] | 770
P-FC70AT-2AA-E101 | 4010869419345 | HYDRO | Accesorio | g) Fancoil | Floor & Ceiling | FCU Conductos Comfort, 2t, vent. AC y con. hidr. dcha. (condiciones estándar 5,84kW a 893m3/h) | [5 empty] | 874
P-FC10AQ-2EA-E101 | 4010869419369 | HYDRO | Accesorio | g) Fancoil | Floor & Ceiling | FCU Conductos Comfort, 2t, vent. EC y con. hidr. izqda (condiciones estándar 1kW a 190m3/h) | [5 empty] | 690
P-FC20AQ-2EA-E101 | 4010869419376 | HYDRO | Accesorio | g) Fancoil | Floor & Ceiling | FCU Conductos Comfort, 2t, vent. EC y con. hidr. izqda (condiciones estándar 1,38kW a 196m3/h) | [5 empty] | 714
P-FC30AQ-2EA-E101 | 4010869419383 | HYDRO | Accesorio | g) Fancoil | Floor & Ceiling | FCU Conductos Comfort, 2t, vent. EC y con. hidr. izqda (condiciones estándar 1,88kW a 274m3/h) | [5 empty] | 752
P-FC40AQ-2EA-E101 | 4010869419390 | HYDRO | Accesorio | g) Fancoil | Floor & Ceiling | FCU Conductos Comfort, 2t, vent. EC y con. hidr. izqda (condiciones estándar 2,28kW a 357m3/h) | [5 empty] | 840
P-FC50AQ-2EA-E101 | 4010869419406 | HYDRO | Accesorio | g) Fancoil | Floor & Ceiling | FCU Conductos Comfort, 2t, vent. EC y con. hidr. izqda (condiciones estándar 3,16kW a 486m3/h) | [5 empty] | 914
P-FC60AQ-2EA-E101 | 4010869419413 | HYDRO | Accesorio | g) Fancoil | Floor & Ceiling | FCU Conductos Comfort, 2t, vent. EC y con. hidr. izqda (condiciones estándar 4,33kW a 640m3/h) | [5 empty] | 978
P-FC70AQ-2EA-E101 | 4010869419420 | HYDRO | Accesorio | g) Fancoil | Floor & Ceiling | FCU Conductos Comfort, 2t, vent. EC y con. hidr. izqda (condiciones estándar 5,84kW a 893m3/h) | [5 empty] | 1087
P-FC80AQ-2EA-E101 | 4010869419437 | HYDRO | Accesorio | g) Fancoil | Floor & Ceiling | FCU Conductos Comfort, 2t, vent. EC y con. hidr. izqda (condiciones estándar 6,12kW a 680m3/h) | [5 empty] | 1604
P-FC10AT-2EA-E101 | 4010869419444 | HYDRO | Accesorio | g) Fancoil | Floor & Ceiling | FCU Conductos Comfort, 2t, vent. EC y con. hidr. dcha. (condiciones estándar 1kW a 190m3/h) | [5 empty] | 700
P-FC20AT-2EA-E101 | 4010869419451 | HYDRO | Accesorio | g) Fancoil | Floor & Ceiling | FCU Conductos Comfort, 2t, vent. EC y con. hidr. dcha. (condiciones estándar 1,38kW a 196m3/h) | [5 empty] | 724
P-FC30AT-2EA-E101 | 4010869419468 | HYDRO | Accesorio | g) Fancoil | Floor & Ceiling | FCU Conductos Comfort, 2t, vent. EC y con. hidr. dcha. (condiciones estándar 1,88kW a 274m3/h) | [5 empty] | 762
P-FC40AT-2EA-E101 | 4010869419475 | HYDRO | Accesorio | g) Fancoil | Floor & Ceiling | FCU Conductos Comfort, 2t, vent. EC y con. hidr. dcha. (condiciones estándar 2,28kW a 357m3/h) | [5 empty] | 850
P-FC50AT-2EA-E101 | 4010869419482 | HYDRO | Accesorio | g) Fancoil | Floor & Ceiling | FCU Conductos Comfort, 2t, vent. EC y con. hidr. dcha. (condiciones estándar 3,16kW a 486m3/h) | [5 empty] | 923
P-FC60AT-2EA-E101 | 4010869419499 | HYDRO | Accesorio | g) Fancoil | Floor & Ceiling | FCU Conductos Comfort, 2t, vent. EC y con. hidr. dcha. (condiciones estándar 4,33kW a 640m3/h) | [5 empty] | 987
P-FC70AT-2EA-E101 | 4010869419505 | HYDRO | Accesorio | g) Fancoil | Floor & Ceiling | FCU Conductos Comfort, 2t, vent. EC y con. hidr. dcha. (condiciones estándar 5,84kW a 893m3/h) | [5 empty] | 1097
P-FC80AT-2EA-E101 | 4010869419512 | HYDRO | Accesorio | g) Fancoil | Floor & Ceiling | FCU Conductos Comfort, 2t, vent. EC y con. hidr. dcha. (condiciones estándar 6,12kW a 680m3/h) | [5 empty] | 1613
P-FC10AQ-4AA-E101 | 4010869419529 | HYDRO | Accesorio | g) Fancoil | Floor & Ceiling | FCU Conductos Comfort, 4t, vent. AC y con. hidr. izqda (condiciones estándar 1kW a 190m3/h) | [5 empty] | 522
P-FC20AQ-4AA-E101 | 4010869419536 | HYDRO | Accesorio | g) Fancoil | Floor & Ceiling | FCU Conductos Comfort, 4t, vent. AC y con. hidr. izqda (condiciones estándar 1,38kW a 196m3/h) | [5 empty] | 532
P-FC30AQ-4AA-E101 | 4010869419543 | HYDRO | Accesorio | g) Fancoil | Floor & Ceiling | FCU Conductos Comfort, 4t, vent. AC y con. hidr. izqda (condiciones estándar 1,88kW a 274m3/h) | [5 empty] | 575
P-FC40AQ-4AA-E101 | 4010869419550 | HYDRO | Accesorio | g) Fancoil | Floor & Ceiling | FCU Conductos Comfort, 4t, vent. AC y con. hidr. izqda (condiciones estándar 2,28kW a 357m3/h) | [5 empty] | 672
P-FC50AQ-4AA-E101 | 4010869419567 | HYDRO | Accesorio | g) Fancoil | Floor & Ceiling | FCU Conductos Comfort, 4t, vent. AC y con. hidr. izqda (condiciones estándar 3,16kW a 486m3/h) | [5 empty] | 753
P-FC60AQ-4AA-E101 | 4010869419574 | HYDRO | Accesorio | g) Fancoil | Floor & Ceiling | FCU Conductos Comfort, 4t, vent. AC y con. hidr. izqda (condiciones estándar 4,33kW a 640m3/h) | [5 empty] | 824
P-FC70AQ-4AA-E101 | 4010869419581 | HYDRO | Accesorio | g) Fancoil | Floor & Ceiling | FCU Conductos Comfort, 4t, vent. AC y con. hidr. izqda (condiciones estándar 5,84kW a 893m3/h) | [5 empty] | 935
P-FC10AT-4AA-E101 | 4010869419604 | HYDRO | Accesorio | g) Fancoil | Floor & Ceiling | FCU Conductos Comfort, 4t, vent. AC y con. hidr. dcha. (condiciones estándar 1kW a 190m3/h) | [5 empty] | 532
P-FC20AT-4AA-E101 | 4010869419611 | HYDRO | Accesorio | g) Fancoil | Floor & Ceiling | FCU Conductos Comfort, 4t, vent. AC y con. hidr. dcha. (condiciones estándar 1,38kW a 196m3/h) | [5 empty] | 541
P-FC30AT-4AA-E101 | 4010869419628 | HYDRO | Accesorio | g) Fancoil | Floor & Ceiling | FCU Conductos Comfort, 4t, vent. AC y con. hidr. dcha. (condiciones estándar 1,88kW a 274m3/h) | [5 empty] | 584
P-FC40AT-4AA-E101 | 4010869419635 | HYDRO | Accesorio | g) Fancoil | Floor & Ceiling | FCU Conductos Comfort, 4t, vent. AC y con. hidr. dcha. (condiciones estándar 2,28kW a 357m3/h) | [5 empty] | 682
P-FC50AT-4AA-E101 | 4010869419642 | HYDRO | Accesorio | g) Fancoil | Floor & Ceiling | FCU Conductos Comfort, 4t, vent. AC y con. hidr. dcha. (condiciones estándar 3,16kW a 486m3/h) | [5 empty] | 763
P-FC60AT-4AA-E101 | 4010869419659 | HYDRO | Accesorio | g) Fancoil | Floor & Ceiling | FCU Conductos Comfort, 4t, vent. AC y con. hidr. dcha. (condiciones estándar 4,33kW a 640m3/h) | [5 empty] | 833
P-FC70AT-4AA-E101 | 4010869419666 | HYDRO | Accesorio | g) Fancoil | Floor & Ceiling | FCU Conductos Comfort, 4t, vent. AC y con. hidr. dcha. (condiciones estándar 5,84kW a 893m3/h) | [5 empty] | 944
P-FC10AQ-4EA-E101 | 4010869419680 | HYDRO | Accesorio | g) Fancoil | Floor & Ceiling | FCU Conductos Comfort, 4t, vent. EC y con. hidr. izqda (condiciones estándar 1kW a 190m3/h) | [5 empty] | 739
P-FC20AQ-4EA-E101 | 4010869419697 | HYDRO | Accesorio | g) Fancoil | Floor & Ceiling | FCU Conductos Comfort, 4t, vent. EC y con. hidr. izqda (condiciones estándar 1,38kW a 196m3/h) | [5 empty] | 748
P-FC30AQ-4EA-E101 | 4010869419703 | HYDRO | Accesorio | g) Fancoil | Floor & Ceiling | FCU Conductos Comfort, 4t, vent. EC y con. hidr. izqda (condiciones estándar 1,88kW a 274m3/h) | [5 empty] | 791
P-FC40AQ-4EA-E101 | 4010869419710 | HYDRO | Accesorio | g) Fancoil | Floor & Ceiling | FCU Conductos Comfort, 4t, vent. EC y con. hidr. izqda (condiciones estándar 2,28kW a 357m3/h) | [5 empty] | 889
P-FC50AQ-4EA-E101 | 4010869419727 | HYDRO | Accesorio | g) Fancoil | Floor & Ceiling | FCU Conductos Comfort, 4t, vent. EC y con. hidr. izqda (condiciones estándar 3,16kW a 486m3/h) | [5 empty] | 970
P-FC60AQ-4EA-E101 | 4010869419734 | HYDRO | Accesorio | g) Fancoil | Floor & Ceiling | FCU Conductos Comfort, 4t, vent. EC y con. hidr. izqda (condiciones estándar 4,33kW a 640m3/h) | [5 empty] | 1041
P-FC70AQ-4EA-E101 | 4010869419741 | HYDRO | Accesorio | g) Fancoil | Floor & Ceiling | FCU Conductos Comfort, 4t, vent. EC y con. hidr. izqda (condiciones estándar 5,84kW a 893m3/h) | [5 empty] | 1158
P-FC80AQ-4EA-E101 | 4010869419758 | HYDRO | Accesorio | g) Fancoil | Floor & Ceiling | FCU Conductos Comfort, 4t, vent. EC y con. hidr. izqda (condiciones estándar 6,12kW a 680m3/h) | [5 empty] | 1707
P-FC10AT-4EA-E101 | 4010869419765 | HYDRO | Accesorio | g) Fancoil | Floor & Ceiling | FCU Conductos Comfort, 4t, vent. EC y con. hidr. dcha. (condiciones estándar 1kW a 190m3/h) | [5 empty] | 748
P-FC20AT-4EA-E101 | 4010869419772 | HYDRO | Accesorio | g) Fancoil | Floor & Ceiling | FCU Conductos Comfort, 4t, vent. EC y con. hidr. dcha. (condiciones estándar 1,38kW a 196m3/h) | [5 empty] | 758
P-FC30AT-4EA-E101 | 4010869419789 | HYDRO | Accesorio | g) Fancoil | Floor & Ceiling | FCU Conductos Comfort, 4t, vent. EC y con. hidr. dcha. (condiciones estándar 1,88kW a 274m3/h) | [5 empty] | 801
P-FC40AT-4EA-E101 | 4010869419796 | HYDRO | Accesorio | g) Fancoil | Floor & Ceiling | FCU Conductos Comfort, 4t, vent. EC y con. hidr. dcha. (condiciones estándar 2,28kW a 357m3/h) | [5 empty] | 898
P-FC50AT-4EA-E101 | 4010869419802 | HYDRO | Accesorio | g) Fancoil | Floor & Ceiling | FCU Conductos Comfort, 4t, vent. EC y con. hidr. dcha. (condiciones estándar 3,16kW a 486m3/h) | [5 empty] | 979
P-FC60AT-4EA-E101 | 4010869419819 | HYDRO | Accesorio | g) Fancoil | Floor & Ceiling | FCU Conductos Comfort, 4t, vent. EC y con. hidr. dcha. (condiciones estándar 4,33kW a 640m3/h) | [5 empty] | 1050
P-FC70AT-4EA-E101 | 4010869419826 | HYDRO | Accesorio | g) Fancoil | Floor & Ceiling | FCU Conductos Comfort, 4t, vent. EC y con. hidr. dcha. (condiciones estándar 5,84kW a 893m3/h) | [5 empty] | 1167
P-FC80AT-4EA-E101 | 4010869419833 | HYDRO | Accesorio | g) Fancoil | Floor & Ceiling | FCU Conductos Comfort, 4t, vent. EC y con. hidr. dcha. (condiciones estándar 6,12kW a 680m3/h) | [5 empty] | 1674
P-FD30AS-2EA-E056 | 4010869706759 | HYDRO | Accesorio | g) Fancoil | Duct(MED) | FCU Conductos media p. (cond. std. 3,66kW a 738m3/h ) 2t conexiones hidr. y elect. Izquierdas | [5 empty] | 1271
P-FD30AR-2EA-E00Y | 4010869609197 | HYDRO | Accesorio | g) Fancoil | Duct(MED) | FCU Conductos media p. (cond. std. 3,66kW a 738m3/h ) 2t conexiones hidr. y elect. derechas | [5 empty] | 1271
P-FD40AS-2EA-E07H | 4010869706803 | HYDRO | Accesorio | g) Fancoil | Duct(MED) | FCU Conductos media p. (cond. std. 4,94kW a 847m3/h ) 2t conexiones hidr. y elect. Izquierdas | [5 empty] | 1363
P-FD40AR-2EA-E00W | 4010869528696 | HYDRO | Accesorio | g) Fancoil | Duct(MED) | FCU Conductos media p. (cond. std. 4,94kW a 847m3/h ) 2t conexiones hidr. y elect. derechas | [5 empty] | 1363
P-FD40AQ-2EA-E101 | 4010869419840 | HYDRO | Accesorio | g) Fancoil | Duct(MED) | FCU Conductos media p. (cond. std. 4,94kW a 847m3/h ) 2t conexiones hidr. Izq. conexiones elect. der. | [5 empty] | 1363
P-FD40AT-2EA-E101 | 4010869419857 | HYDRO | Accesorio | g) Fancoil | Duct(MED) | FCU Conductos media p. (cond. std. 4,94kW a 847m3/h ) 2t conexiones hidr. Der. conexiones elect. izq. | [5 empty] | 1363
P-FD40AQ-4EA-E101 | 4010869419864 | HYDRO | Accesorio | g) Fancoil | Duct(MED) | FCU Conductos media p. (cond. std. 4,94kW a 847m3/h ) 4t conexiones hidr. Izq. conexiones elect. der. | [5 empty] | 1458
P-FD40AT-4EA-E101 | 4010869419871 | HYDRO | Accesorio | g) Fancoil | Duct(MED) | FCU Conductos media p. (cond. std. 4,94kW a 847m3/h ) 4t conexiones hidr. Der. conexiones elect. izq. | [5 empty] | 1458
P-FH7AQ-2AA-E101 | 4010869419888 | HYDRO | Accesorio | g) Fancoil | Duct(HIGH) | FCU Conductos alta p. 2t, vent. AC y con. hidr. izda. (condiciones estándar 1,88kW a 274m3/h) | [5 empty] | 1397
P-FH15AQ-2AA-E101 | 4010869419895 | HYDRO | Accesorio | g) Fancoil | Duct(HIGH) | FCU Conductos alta p. 2t, vent. AC y con. hidr. izda. (condiciones estándar 2,28kW a 357m3/h) | [5 empty] | 1745
P-FH18AQ-2AA-E101 | 4010869419901 | HYDRO | Accesorio | g) Fancoil | Duct(HIGH) | FCU Conductos alta p. 2t, vent. AC y con. hidr. izda. (condiciones estándar 3,16kW a 486m3/h) | [5 empty] | 1903
P-FH21AQ-2AA-E101 | 4010869419918 | HYDRO | Accesorio | g) Fancoil | Duct(HIGH) | FCU Conductos alta p. 2t, vent. AC y con. hidr. izda. (condiciones estándar 4,33kW a 640m3/h) | [5 empty] | 2012
P-FH24AQ-2AA-E101 | 4010869419925 | HYDRO | Accesorio | g) Fancoil | Duct(HIGH) | FCU Conductos alta p. 2t, vent. AC y con. hidr. izda. (condiciones estándar 5,84kW a 893m3/h) | [5 empty] | 2222
P-FH27AQ-2AA-E101 | 4010869419932 | HYDRO | Accesorio | g) Fancoil | Duct(HIGH) | FCU Conductos alta p. 2t, vent. AC y con. hidr. izda. (condiciones estándar 6,12kW a 680m3/h) | [5 empty] | 2367
P-FH7AT-2AA-E101 | 4010869419949 | HYDRO | Accesorio | g) Fancoil | Duct(HIGH) | FCU Conductos alta p. 2t, vent. AC y con. hidr. dcha. (condiciones estándar 1,88kW a 274m3/h) | [5 empty] | 1397
P-FH15AT-2AA-E101 | 4010869419956 | HYDRO | Accesorio | g) Fancoil | Duct(HIGH) | FCU Conductos alta p. 2t, vent. AC y con. hidr. dcha. (condiciones estándar 2,28kW a 357m3/h) | [5 empty] | 1745
P-FH18AT-2AA-E101 | 4010869419963 | HYDRO | Accesorio | g) Fancoil | Duct(HIGH) | FCU Conductos alta p. 2t, vent. AC y con. hidr. dcha. (condiciones estándar 3,16kW a 486m3/h) | [5 empty] | 1903
P-FH21AT-2AA-E101 | 4010869419970 | HYDRO | Accesorio | g) Fancoil | Duct(HIGH) | FCU Conductos alta p. 2t, vent. AC y con. hidr. dcha. (condiciones estándar 4,33kW a 640m3/h) | [5 empty] | 2012
P-FH24AT-2AA-E101 | 4010869419987 | HYDRO | Accesorio | g) Fancoil | Duct(HIGH) | FCU Conductos alta p. 2t, vent. AC y con. hidr. dcha. (condiciones estándar 5,84kW a 893m3/h) | [5 empty] | 2222
P-FH27AT-2AA-E101 | 4010869419994 | HYDRO | Accesorio | g) Fancoil | Duct(HIGH) | FCU Conductos alta p. 2t, vent. AC y con. hidr. dcha. (condiciones estándar 6,12kW a 680m3/h) | [5 empty] | 2367
P-FH7AQ-2EA-E101 | 4010869420006 | HYDRO | Accesorio | g) Fancoil | Duct(HIGH) | FCU Conductos alta p. 2t, vent. EC y con. hidr. izda. (condiciones estándar 1,88kW a 274m3/h) | [5 empty] | 1705
P-FH15AQ-2EA-E101 | 4010869420013 | HYDRO | Accesorio | g) Fancoil | Duct(HIGH) | FCU Conductos alta p. 2t, vent. EC y con. hidr. izda. (condiciones estándar 2,28kW a 357m3/h) | [5 empty] | 2469
P-FH18AQ-2EA-E101 | 4010869420020 | HYDRO | Accesorio | g) Fancoil | Duct(HIGH) | FCU Conductos alta p. 2t, vent. EC y con. hidr. izda. (condiciones estándar 3,16kW a 486m3/h) | [5 empty] | 2628
P-FH21AQ-2EA-E101 | 4010869420037 | HYDRO | Accesorio | g) Fancoil | Duct(HIGH) | FCU Conductos alta p. 2t, vent. EC y con. hidr. izda. (condiciones estándar 4,33kW a 640m3/h) | [5 empty] | 2737
P-FH24AQ-2EA-E101 | 4010869420044 | HYDRO | Accesorio | g) Fancoil | Duct(HIGH) | FCU Conductos alta p. 2t, vent. EC y con. hidr. izda. (condiciones estándar 5,84kW a 893m3/h) | [5 empty] | 2947
P-FH27AQ-2EA-E101 | 4010869420051 | HYDRO | Accesorio | g) Fancoil | Duct(HIGH) | FCU Conductos alta p. 2t, vent. EC y con. hidr. izda. (condiciones estándar 6,12kW a 680m3/h) | [5 empty] | 3092
P-FH7AT-2EA-E101 | 4010869420068 | HYDRO | Accesorio | g) Fancoil | Duct(HIGH) | FCU Conductos alta p. 2t, vent. EC y con. hidr. dcha. (condiciones estándar 1,88kW a 274m3/h) | [5 empty] | 1705
P-FH15AT-2EA-E101 | 4010869420075 | HYDRO | Accesorio | g) Fancoil | Duct(HIGH) | FCU Conductos alta p. 2t, vent. EC y con. hidr. dcha. (condiciones estándar 2,28kW a 357m3/h) | [5 empty] | 2469
P-FH18AT-2EA-E101 | 4010869420082 | HYDRO | Accesorio | g) Fancoil | Duct(HIGH) | FCU Conductos alta p. 2t, vent. EC y con. hidr. dcha. (condiciones estándar 3,16kW a 486m3/h) | [5 empty] | 2628
P-FH21AT-2EA-E101 | 4010869420099 | HYDRO | Accesorio | g) Fancoil | Duct(HIGH) | FCU Conductos alta p. 2t, vent. EC y con. hidr. dcha. (condiciones estándar 4,33kW a 640m3/h) | [5 empty] | 2737
P-FH24AT-2EA-E101 | 4010869420105 | HYDRO | Accesorio | g) Fancoil | Duct(HIGH) | FCU Conductos alta p. 2t, vent. EC y con. hidr. dcha. (condiciones estándar 5,84kW a 893m3/h) | [5 empty] | 2947
P-FH27AT-2EA-E101 | 4010869420112 | HYDRO | Accesorio | g) Fancoil | Duct(HIGH) | FCU Conductos alta p. 2t, vent. EC y con. hidr. dcha. (condiciones estándar 6,12kW a 680m3/h) | [5 empty] | 3092
P-FH7AQ-4AA-E101 | 4010869420129 | HYDRO | Accesorio | g) Fancoil | Duct(HIGH) | FCU Conductos alta p. 4t, vent. AC y con. hidr. izda. (condiciones estándar 1,88kW a 274m3/h) | [5 empty] | 1466
P-FH15AQ-4AA-E101 | 4010869420136 | HYDRO | Accesorio | g) Fancoil | Duct(HIGH) | FCU Conductos alta p. 4t, vent. AC y con. hidr. izda. (condiciones estándar 2,28kW a 357m3/h) | [5 empty] | 1865
P-FH18AQ-4AA-E101 | 4010869420143 | HYDRO | Accesorio | g) Fancoil | Duct(HIGH) | FCU Conductos alta p. 4t, vent. AC y con. hidr. izda. (condiciones estándar 3,16kW a 486m3/h) | [5 empty] | 2025
P-FH21AQ-4AA-E101 | 4010869420150 | HYDRO | Accesorio | g) Fancoil | Duct(HIGH) | FCU Conductos alta p. 4t, vent. AC y con. hidr. izda. (condiciones estándar 4,33kW a 640m3/h) | [5 empty] | 2137
P-FH24AQ-4AA-E101 | 4010869420167 | HYDRO | Accesorio | g) Fancoil | Duct(HIGH) | FCU Conductos alta p. 4t, vent. AC y con. hidr. izda. (condiciones estándar 5,84kW a 893m3/h) | [5 empty] | 2344
P-FH27AQ-4AA-E101 | 4010869420174 | HYDRO | Accesorio | g) Fancoil | Duct(HIGH) | FCU Conductos alta p. 4t, vent. AC y con. hidr. izda. (condiciones estándar 6,12kW a 680m3/h) | [5 empty] | 2496
P-FH7AT-4AA-E101 | 4010869420181 | HYDRO | Accesorio | g) Fancoil | Duct(HIGH) | FCU Conductos alta p. 4t, vent. AC y con. hidr. dcha. (condiciones estándar 1,88kW a 274m3/h) | [5 empty] | 1466
P-FH15AT-4AA-E101 | 4010869420198 | HYDRO | Accesorio | g) Fancoil | Duct(HIGH) | FCU Conductos alta p. 4t, vent. AC y con. hidr. dcha. (condiciones estándar 2,28kW a 357m3/h) | [5 empty] | 1865
P-FH18AT-4AA-E101 | 4010869420204 | HYDRO | Accesorio | g) Fancoil | Duct(HIGH) | FCU Conductos alta p. 4t, vent. AC y con. hidr. dcha. (condiciones estándar 3,16kW a 486m3/h) | [5 empty] | 2025
P-FH21AT-4AA-E101 | 4010869420211 | HYDRO | Accesorio | g) Fancoil | Duct(HIGH) | FCU Conductos alta p. 4t, vent. AC y con. hidr. dcha. (condiciones estándar 4,33kW a 640m3/h) | [5 empty] | 2137
P-FH24AT-4AA-E101 | 4010869420228 | HYDRO | Accesorio | g) Fancoil | Duct(HIGH) | FCU Conductos alta p. 4t, vent. AC y con. hidr. dcha. (condiciones estándar 5,84kW a 893m3/h) | [5 empty] | 2344
P-FH27AT-4AA-E101 | 4010869420235 | HYDRO | Accesorio | g) Fancoil | Duct(HIGH) | FCU Conductos alta p. 4t, vent. AC y con. hidr. dcha. (condiciones estándar 6,12kW a 680m3/h) | [5 empty] | 2496
P-FH7AQ-4EA-E101 | 4010869420242 | HYDRO | Accesorio | g) Fancoil | Duct(HIGH) | FCU Conductos alta p. 4t, vent. EC y con. hidr. izda. (condiciones estándar 1,88kW a 274m3/h) | [5 empty] | 1774
P-FH15AQ-4EA-E101 | 4010869420259 | HYDRO | Accesorio | g) Fancoil | Duct(HIGH) | FCU Conductos alta p. 4t, vent. EC y con. hidr. izda. (condiciones estándar 2,28kW a 357m3/h) | [5 empty] | 2590
P-FH18AQ-4EA-E101 | 4010869420266 | HYDRO | Accesorio | g) Fancoil | Duct(HIGH) | FCU Conductos alta p. 4t, vent. EC y con. hidr. izda. (condiciones estándar 3,16kW a 486m3/h) | [5 empty] | 2749
P-FH21AQ-4EA-E101 | 4010869420273 | HYDRO | Accesorio | g) Fancoil | Duct(HIGH) | FCU Conductos alta p. 4t, vent. EC y con. hidr. izda. (condiciones estándar 4,33kW a 640m3/h) | [5 empty] | 2862
P-FH24AQ-4EA-E101 | 4010869420280 | HYDRO | Accesorio | g) Fancoil | Duct(HIGH) | FCU Conductos alta p. 4t, vent. EC y con. hidr. izda. (condiciones estándar 5,84kW a 893m3/h) | [5 empty] | 3069
P-FH27AQ-4EA-E101 | 4010869420297 | HYDRO | Accesorio | g) Fancoil | Duct(HIGH) | FCU Conductos alta p. 4t, vent. EC y con. hidr. izda. (condiciones estándar 6,12kW a 680m3/h) | [5 empty] | 3221
P-FH7AT-4EA-E101 | 4010869420303 | HYDRO | Accesorio | g) Fancoil | Duct(HIGH) | FCU Conductos alta p. 4t, vent. EC y con. hidr. dcha. (condiciones estándar 1,88kW a 274m3/h) | [5 empty] | 1774
P-FH15AT-4EA-E101 | 4010869420310 | HYDRO | Accesorio | g) Fancoil | Duct(HIGH) | FCU Conductos alta p. 4t, vent. EC y con. hidr. dcha. (condiciones estándar 2,28kW a 357m3/h) | [5 empty] | 2590
P-FH18AT-4EA-E101 | 4010869420327 | HYDRO | Accesorio | g) Fancoil | Duct(HIGH) | FCU Conductos alta p. 4t, vent. EC y con. hidr. dcha. (condiciones estándar 3,16kW a 486m3/h) | [5 empty] | 2749
P-FH21AT-4EA-E101 | 4010869420334 | HYDRO | Accesorio | g) Fancoil | Duct(HIGH) | FCU Conductos alta p. 4t, vent. EC y con. hidr. dcha. (condiciones estándar 4,33kW a 640m3/h) | [5 empty] | 2862
P-FH24AT-4EA-E101 | 4010869420341 | HYDRO | Accesorio | g) Fancoil | Duct(HIGH) | FCU Conductos alta p. 4t, vent. EC y con. hidr. dcha. (condiciones estándar 5,84kW a 893m3/h) | [5 empty] | 3069
P-FH27AT-4EA-E101 | 4010869420358 | HYDRO | Accesorio | g) Fancoil | Duct(HIGH) | FCU Conductos alta p. 4t, vent. EC y con. hidr. dcha. (condiciones estándar 6,12kW a 680m3/h) | [5 empty] | 3221
P-FQ20-2AA-E101 | 4010869406857 | HYDRO | Accesorio | g) Fancoil | Cassette | FCU Cassette 2t, vent. AC (condiciones estándar 2kW a 500m3/h) | [5 empty] | 966
P-FQ30-2AA-E101 | 4010869491150 | HYDRO | Accesorio | g) Fancoil | Cassette | FCU Cassette 2t, vent. AC (condiciones estándar 3kW a 550m3/h) | [5 empty] | 1043
P-FQ40-2AA-E101 | 4010869491334 | HYDRO | Accesorio | g) Fancoil | Cassette | FCU Cassette 2t, vent. AC (condiciones estándar 4kW a 700m3/h) | [5 empty] | 1096
P-FQ50-2AA-E101 | 4010869405225 | HYDRO | Accesorio | g) Fancoil | Cassette | FCU Cassette 2t, vent. AC (condiciones estándar 5kW a 800m3/h) | [5 empty] | 1760
P-FQ60-2AA-E101 | 4010869405232 | HYDRO | Accesorio | g) Fancoil | Cassette | FCU Cassette 2t, vent. AC (condiciones estándar 6kW a 1000m3/h) | [5 empty] | 1801
P-FQ70-2AA-E101 | 4010869405249 | HYDRO | Accesorio | g) Fancoil | Cassette | FCU Cassette 2t, vent. AC (condiciones estándar 7kW a 1150m3/h) | [5 empty] | 1877
P-FQ20-2EA-E101 | 4010869405126 | HYDRO | Accesorio | g) Fancoil | Cassette | FCU Cassette 2t, vent. EC (condiciones estándar 2kW a 500m3/h) | [5 empty] | 1169
P-FQ30-2EA-E101 | 4010869405133 | HYDRO | Accesorio | g) Fancoil | Cassette | FCU Cassette 2t, vent. EC (condiciones estándar 3kW a 550m3/h) | [5 empty] | 1252
P-FQ40-2EA-E101 | 4010869405140 | HYDRO | Accesorio | g) Fancoil | Cassette | FCU Cassette 2t, vent. EC (condiciones estándar 4kW a 700m3/h) | [5 empty] | 1305
P-FQ50-2EA-E101 | 4010869405256 | HYDRO | Accesorio | g) Fancoil | Cassette | FCU Cassette 2t, vent. EC (condiciones estándar 5kW a 800m3/h) | [5 empty] | 1858
P-FQ60-2EA-E101 | 4010869405263 | HYDRO | Accesorio | g) Fancoil | Cassette | FCU Cassette 2t, vent. EC (condiciones estándar 6kW a 1000m3/h) | [5 empty] | 2092
P-FQ70-2EA-E101 | 4010869405270 | HYDRO | Accesorio | g) Fancoil | Cassette | FCU Cassette 2t, vent. EC (condiciones estándar 7kW a 1150m3/h) | [5 empty] | 2163
P-FQ20-4AA-E101 | 4010869405157 | HYDRO | Accesorio | g) Fancoil | Cassette | FCU Cassette 4t, vent. AC (condiciones estándar 2kW a 500m3/h) | [5 empty] | 1084
P-FQ30-4AA-E101 | 4010869405164 | HYDRO | Accesorio | g) Fancoil | Cassette | FCU Cassette 4t, vent. AC (condiciones estándar 3kW a 550m3/h) | [5 empty] | 1169
P-FQ40-4AA-E101 | 4010869405171 | HYDRO | Accesorio | g) Fancoil | Cassette | FCU Cassette 4t, vent. AC (condiciones estándar 4kW a 700m3/h) | [5 empty] | 1227
P-FQ60-4AA-E101 | 4010869405287 | HYDRO | Accesorio | g) Fancoil | Cassette | FCU Cassette 4t, vent. AC (condiciones estándar 6kW a 1000m3/h) | [5 empty] | 1956
P-FQ70-4AA-E101 | 4010869405294 | HYDRO | Accesorio | g) Fancoil | Cassette | FCU Cassette 4t, vent. AC (condiciones estándar 7kW a 1150m3/h) | [5 empty] | 2013
P-FQ20-4EA-E101 | 4010869405188 | HYDRO | Accesorio | g) Fancoil | Cassette | FCU Cassette 4t, vent. EC (condiciones estándar 2kW a 500m3/h) | [5 empty] | 1280
P-FQ30-4EA-E101 | 4010869405195 | HYDRO | Accesorio | g) Fancoil | Cassette | FCU Cassette 4t, vent. EC (condiciones estándar 3kW a 550m3/h) | [5 empty] | 1355
P-FQ40-4EA-E101 | 4010869405201 | HYDRO | Accesorio | g) Fancoil | Cassette | FCU Cassette 4t, vent. EC (condiciones estándar 4kW a 700m3/h) | [5 empty] | 1413
P-FQ60-4EA-E101 | 4010869405300 | HYDRO | Accesorio | g) Fancoil | Cassette | FCU Cassette 4t, vent. EC (condiciones estándar 6kW a 1000m3/h) | [5 empty] | 2255
P-FQ70-4EA-E101 | 4010869405317 | HYDRO | Accesorio | g) Fancoil | Cassette | FCU Cassette 4t, vent. EC (condiciones estándar 7kW a 1150m3/h) | [5 empty] | 2280
P-FW07-E101 | 4010869420365 | HYDRO | Accesorio | g) Fancoil | Wall | FCU de pared 700W no incluye control por cable | [5 empty] | 552
P-FW09-E101 | 4010869420389 | HYDRO | Accesorio | g) Fancoil | Wall | FCU de pared 900W no incluye control por cable | [5 empty] | 611
P-FW18-E101 | 4010869420402 | HYDRO | Accesorio | g) Fancoil | Wall | FCU de pared 1,80kW no incluye control por cable | [5 empty] | 686
P-FW22-E101 | 4010869420426 | HYDRO | Accesorio | g) Fancoil | Wall | FCU de pared 2,20kW no incluye control por cable | [5 empty] | 744
P-FW07IR-E101 | 4010869420372 | HYDRO | Accesorio | g) Fancoil | Wall | FCU de pared 700W incluye control remoto IR | [5 empty] | 611
P-FW09IR-E101 | 4010869420396 | HYDRO | Accesorio | g) Fancoil | Wall | FCU de pared 900W incluye control remoto IR | [5 empty] | 660
P-FW18IR-E101 | 4010869420419 | HYDRO | Accesorio | g) Fancoil | Wall | FCU de pared 1,80kW incluye control remoto IR | [5 empty] | 730
P-FW22IR-E101 | 4010869420433 | HYDRO | Accesorio | g) Fancoil | Wall | FCU de pared 2,20kW incluye control remoto IR | [5 empty] | 795
S-19FK1E | 5025232996193 | HYDRO | Accesorio | g) Fancoil | Wall | FCU de pared 1,9kW nanoe™X (con V3V y sin mando) | [5 empty] | 867
S-24FK1E | 5025232996216 | HYDRO | Accesorio | g) Fancoil | Wall | FCU de pared 2,4kW nanoe™X (con V3V y sin mando) | [5 empty] | 893
S-27FK1E | 5025232996230 | HYDRO | Accesorio | g) Fancoil | Wall | FCU de pared 2,7kW nanoe™X (con V3V y sin mando) | [5 empty] | 919
S-36FK1E | 5025232996254 | HYDRO | Accesorio | g) Fancoil | Wall | FCU de pared 3,6kW nanoe™X (con V3V y sin mando) | [5 empty] | 1045
S-45FK1E | 5025232996278 | HYDRO | Accesorio | g) Fancoil | Wall | FCU de pared 4,5kW nanoe™X (con V3V y sin mando) | [5 empty] | 1276
S-52FK1E | 5025232996292 | HYDRO | Accesorio | g) Fancoil | Wall | FCU de pared 5,2kW nanoe™X (con V3V y sin mando) | [5 empty] | 1376
S-19FK1E0 | 5025232996209 | HYDRO | Accesorio | g) Fancoil | Wall | FCU de pared 1,9kW nanoe™X (sin V3V y sin mando) | [5 empty] | 762
S-24FK1E0 | 5025232996223 | HYDRO | Accesorio | g) Fancoil | Wall | FCU de pared 2,4kW nanoe™X (sin V3V y sin mando) | [5 empty] | 788
S-27FK1E0 | 5025232996247 | HYDRO | Accesorio | g) Fancoil | Wall | FCU de pared 2,7kW nanoe™X (sin V3V y sin mando) | [5 empty] | 814
S-36FK1E0 | 5025232996261 | HYDRO | Accesorio | g) Fancoil | Wall | FCU de pared 3,6kW nanoe™X (sin V3V y sin mando) | [5 empty] | 940
S-45FK1E0 | 5025232996285 | HYDRO | Accesorio | g) Fancoil | Wall | FCU de pared 4,5kW nanoe™X (sin V3V y sin mando) | [5 empty] | 1171
S-52FK1E0 | 5025232996308 | HYDRO | Accesorio | g) Fancoil | Wall | FCU de pared 5,2kW nanoe™X (sin V3V y sin mando) | [5 empty] | 1271
PAW-FC-907AC | 4010869379076 | HYDRO | Accesorio | g) Fancoil | Accessory | Termostato remoto compatible con FCU AC 2 o 4 tubos pantalla táctil | [5 empty] | 109
PAW-FC-907EC | 4010869379069 | HYDRO | Accesorio | g) Fancoil | Accessory | Termostato remoto compatible con FCU EC 2 o 4 tubos pantalla táctil | [5 empty] | 259
PAW-FC-903AC | 4010869379083 | HYDRO | Accesorio | g) Fancoil | Accessory | Termostato remoto compatible con FCU AC 2 o 4 tubos | [5 empty] | 109
PAW-FC-903EC | 4010869379090 | HYDRO | Accesorio | g) Fancoil | Accessory | Termostato remoto compatible con FCU AC 2 o 4 tubos | [5 empty] | 259
P-372802 | 4010869411882 | HYDRO | Accesorio | g) Fancoil | Accessory | KIT P-Logic - Kit Tarjeta de Control P-Logic | [5 empty] | 332
P-373075 | 4010869411820 | HYDRO | Accesorio | g) Fancoil | Accessory | KIT BRC - Kit de control remoto básico | [5 empty] | 113
P-372794 | 4010869408585 | HYDRO | Accesorio | g) Fancoil | Accessory | KIT WRC - Kit Mando a distancia de pared LCD | [5 empty] | 76
P-372810 | 4010869408493 | HYDRO | Accesorio | g) Fancoil | Accessory | KIT MB2 - Tarjeta Kit P-Logic Modbus | [5 empty] | 55
P-375281 | 4010869408509 | HYDRO | Accesorio | f) WSHP | Accessory | SRC - Smart Remote Control - Mini sistema de gestión de edificios (sólo con modbus RTU) | [5 empty] | 1272
P-367621 | 4010869411868 | HYDRO | Accesorio | g) Fancoil | Accessory | KIT C/O - Kit Sensor electromecánico para cambio automático | [5 empty] | 79
P-356828 | 4010869408547 | HYDRO | Accesorio | g) Fancoil | Accessory | KIT TRM-FA - Termostato remoto con interruptor manual verano/invierno - acción sobre la válvula de control y el ventilador | [5 empty] | 69
P-375610 | 4010869411912 | HYDRO | Accesorio | g) Fancoil | Accessory | TCEASY 2P/4P - Regulador en kit, por cable en HMI, 2 tubos, 4 tubos, velocidad del ventilador AC | [5 empty] | 192
P-375611 | 4010869411929 | HYDRO | Accesorio | g) Fancoil | Accessory | TCEASY 2P+C/O - Regulador en kit, por cable en HMI, 2 tubos + conmutador, velocidad del ventilador AC | [5 empty] | 192
P-360069 | 4010869412438 | HYDRO | Accesorio | g) Fancoil | Accessory | Kit válvula de 3 vías 2T - 230V unidades pared 7 - 22 | [5 empty] | 171
P-360070 | 4010869412421 | HYDRO | Accesorio | g) Fancoil | Accessory | Kit válvula de 2 vías 2T - 230V unidades pared 7 - 22 | [5 empty] | 104
P-360558 | 4010869412186 | HYDRO | Accesorio | g) Fancoil | Accessory | Válvula de 2 vías 2T + Bandeja de condensados - 230V unidades alta presión 15 - 18 | [5 empty] | 278
P-367677 | 4010869412261 | HYDRO | Accesorio | g) Fancoil | Accessory | Válvula de 3 vías 2T + Bandeja de condensados - 230V unidades alta presión 7 | [5 empty] | 382
P-367679 | 4010869412247 | HYDRO | Accesorio | g) Fancoil | Accessory | Válvula de 3 vías 2T + Bandeja de condensados - 230V unidades alta presión 15 - 18 | [5 empty] | 382
P-367680 | 4010869412254 | HYDRO | Accesorio | g) Fancoil | Accessory | Válvula de 3 vías 2T + Bandeja de condensados - 230V unidades alta presión 21 - 24 | [5 empty] | 473
P-367689 | 4010869412209 | HYDRO | Accesorio | g) Fancoil | Accessory | Válvula de 2 vías 2T + Bandeja de condensados - 230V unidades alta presión 7 | [5 empty] | 267
P-367690 | 4010869412193 | HYDRO | Accesorio | g) Fancoil | Accessory | Válvula de 2 vías 2T + Bandeja de condensados - 230V unidades alta presión 21 - 24 | [5 empty] | 382
P-367709 | 4010869412001 | HYDRO | Accesorio | g) Fancoil | Accessory | Kit válvula de 2 vías 2T - 230V unidades media presión 10 - 30 | [5 empty] | 82
P-367711 | 4010869412070 | HYDRO | Accesorio | g) Fancoil | Accessory | Kit válvula de 3 vías 2T - 230V unidades media presión 10 - 30 | [5 empty] | 180
P-367713 | 4010869412025 | HYDRO | Accesorio | g) Fancoil | Accessory | Kit válvula de 2 vías 2T - 230V unidades media presión 40 | [5 empty] | 109
P-367715 | 4010869412087 | HYDRO | Accesorio | g) Fancoil | Accessory | Kit válvula de 3 vías 2T - 230V unidades media presión 40 | [5 empty] | 180
P-367767 | 4010869412308 | HYDRO | Accesorio | g) Fancoil | Accessory | Kit de protección de drenaje unidades alta presión 7 - 27 | [5 empty] | 93
P-372857 | 4010869408448 | HYDRO | Accesorio | g) Fancoil | Accessory | Kit de protección de drenaje unidades cassette 20 - 40 | [5 empty] | 76
P-372858 | 4010869408561 | HYDRO | Accesorio | g) Fancoil | Accessory | Válvula de 2 vías 2T + Bandeja de condensados - 230V unidades cassette 20 - 40 | [5 empty] | 261
P-372860 | 4010869408424 | HYDRO | Accesorio | g) Fancoil | Accessory | Válvula de 3 vías 2T + Bandeja de condensados - 230V unidades cassette 20 - 40 | [5 empty] | 261
P-372862 | 4010869411073 | HYDRO | Accesorio | g) Fancoil | Accessory | Válvula de 2 vías 2T + Bandeja de condensados - 230V unidades cassette 50 -70 | [5 empty] | 261
P-372864 | 4010869411097 | HYDRO | Accesorio | g) Fancoil | Accessory | Válvula de 3 vías 2T + Bandeja de condensados - 230V unidades cassette 50 -70 | [5 empty] | 261
P-372894 | 4010869411318 | HYDRO | Accesorio | g) Fancoil | Accessory | Kit de protección de drenaje unidades cassette 50 -70 | [5 empty] | 76
P-373469 | 4010869411745 | HYDRO | Accesorio | g) Fancoil | Accessory | Válvula de 2 vías 2T + Bandeja de condensados - 230V unidades comfort 10 - 60 | [5 empty] | 110
P-373470 | 4010869411349 | HYDRO | Accesorio | g) Fancoil | Accessory | Válvula de 2 vías 2T + Bandeja de condensados - 230V unidades comfort 70 - 80 | [5 empty] | 126
P-373473 | 4010869411752 | HYDRO | Accesorio | g) Fancoil | Accessory | Válvula de 3 vías 2T + Bandeja de condensados - 230V unidades comfort 10 - 60 | [5 empty] | 163
P-373474 | 4010869411769 | HYDRO | Accesorio | g) Fancoil | Accessory | Válvula de 3 vías 2T + Bandeja de condensados - 230V unidades comfort 70 - 80 | [5 empty] | 186
P-373478 | 4010869411561 | HYDRO | Accesorio | g) Fancoil | Accessory | Kit de protección de desagüe (vertical y horizontal) unidades comfort 10 - 60 | [5 empty] | 40
P-373479 | 4010869411578 | HYDRO | Accesorio | g) Fancoil | Accessory | Kit de protección de desagüe (vertical y horizontal) unidades comfort 70 - 80 | [5 empty] | 40
P-390180 | 4010869412407 | HYDRO | Accesorio | g) Fancoil | Accessory | kit de conexión para el tubo 2T (suministrado suelto) unidades alta presión 15 - 18 | [5 empty] | 87
P-390182 | 4010869412384 | HYDRO | Accesorio | g) Fancoil | Accessory | kit de conexión para el tubo 2T (suministrado suelto) unidades alta presión 18 - 24 | [5 empty] | 90
P-3726991 | 4010869408431 | HYDRO | Accesorio | g) Fancoil | Accessory | Kit difusor plástico - tamaño 20 - 40 | [5 empty] | 234
P-3727071 | 4010869411158 | HYDRO | Accesorio | g) Fancoil | Accessory | Kit difusor plásitco - tamaño 50 - 70 | [5 empty] | 331
P-372949 | 4010869714167 | HYDRO | Accesorio | g) Fancoil | Accessory | Kit difusor IRYS COANDA 180° - tamaño 20 - 40 | [5 empty] | 414
P-372951 | 4010869714174 | HYDRO | Accesorio | g) Fancoil | Accessory | Kit difusor IRYS COANDA 180° - tamaño 50 - 70 | [5 empty] | 729

## Descripciones originales (hidden)
Descripción completa
Aquarea High Performance L series R290 5 kW 1ph outdoor unit
Aquarea High Performance L series R290 7 kW 1ph outdoor unit
Aquarea High Performance L series R290 9 kW 1ph outdoor unit
Aquarea All-in-one hydrosplit L series 5-9 kW with 3 kW heater 1ph 120 L
Aquarea All-in-one hydrosplit L series 5-9 kW with 3 kW heater 1ph
Aquarea All-in-one hydrosplit L series 5-9 kW with 3 kW heater 1ph with electronic anode
Aquarea All-in-one hydrosplit L series 5-9 kW with 3 kW heater 1ph with 2 zone kit
Aquarea All-in-one hydrosplit L series 5-9 kW with 6 kW heater 1ph
Aquarea All-in-one hydrosplit L series 5-9 kW with 6 kW heater 1ph with electronic anode
Aquarea High Performance Hydrobox L series 5-9 kW with 3 kW heater 1ph
Aquarea High Performance Hydrobox L series 5-9 kW with 6 kW heater 1ph
Aquarea High Performance M series R290 12 kW 1ph outdoor unit
Aquarea High Performance M series R290 16 kW 1ph outdoor unit
Aquarea High Performance M series R290 9 kW 3ph outdoor unit
Aquarea High Performance M series R290 12 kW 3ph outdoor unit
Aquarea High Performance M series R290 16 kW 3ph outdoor unit
Aquarea High Performance J series 5 kW 1ph Monobloc dark grey outdoor unit
Aquarea High Performance J series 7 kW 1ph Monobloc dark grey outdoor unit
Aquarea High Performance J series 9 kW 1ph Monobloc dark grey outdoor unit
Aquarea T-CAP M series R290 9 kW 1ph outdoor unit
Aquarea T-CAP M series R290 12 kW 1ph outdoor unit
Aquarea T-CAP M series R290 9 kW 3ph outdoor unit
Aquarea T-CAP M series R290 12 kW 3ph outdoor unit
Aquarea T-CAP M series R290 16 kW 3ph outdoor unit
Big Aquarea T-CAP M series R290 20 kW 3ph outdoor unit
Big Aquarea T-CAP M series R290 25 kW 3ph outdoor unit
Big Aquarea T-CAP M series R290 30 kW 3ph outdoor unit
Aquarea All-in-one hydrosplit M series 9-16 kW with 3 kW heater 1ph 120 L
Aquarea All-in-one hydrosplit M series 9-16 kW with 9 kW heater 3ph 120 L
Aquarea All-in-one hydrosplit M series 9-16 kW with 3 kW heater 1ph 185 L
Aquarea All-in-one hydrosplit M series 9-16 kW with 3 kW heater 1ph 185 L with electronic anode
Aquarea All-in-one hydrosplit M series 9-16 kW with 6 kW heater 1ph 185 L
Aquarea All-in-one hydrosplit M series 3-16 kW with 9 kW heater 3ph 185 L
Aquarea All-in-one hydrosplit M series 3-16 kW with 9 kW heater 3ph 185 L with electronic anode
Aquarea All-in-one hydrosplit M series 9-16 kW with 3 kW heater 1 ph 260 L
Aquarea All-in-one hydrosplit M series 9-16 kW with 3 kW heater 1 ph 260 L with electronic anode
Aquarea All-in-one hydrosplit M series 9-16 kW with 6 kW heater 1 ph 260 L
Aquarea All-in-one hydrosplit M series 9-16 kW with 9 kW heater 3ph 260 L
Aquarea All-in-one hydrosplit M series 9-16 kW with 9 kW heater 3ph 260 L with electronic anode
Aquarea Hydrobox M series 9-16 kW with 3 kW heater 1ph
Aquarea Hydrobox M series 9-16 kW with 6 kW heater 1ph
Aquarea Hydrobox M series 9-16 kW with 9 kW heater 3ph
Aquarea Control Module M series 1ph
Aquarea Control Module M series 3ph
Big Aquarea Control Module M series 3ph
Aquarea M series remote controller with Wifi adaptor
Aquarea M series remote controller for 2 zone control
Aquarea T-CAP J series 9 kW 1ph Monobloc outdoor unit
Aquarea T-CAP J series 12 kW 1ph Monobloc outdoor unit
Aquarea T-CAP J series 9 kW 3ph Monobloc outdoor unit
Aquarea T-CAP J series 12 kW 3ph Monobloc outdoor unit
Aquarea T-CAP J series 16 kW 3ph Monobloc outdoor unit
Aquarea Ecoflex tank 1ph 185 L
Aquarea Ecoflex tank 1ph 185 L with electronic anode
Aquarea Ecoflex tank 1ph 185 L
Aquarea Ecoflex 8kW 1ph outdoor unit
Aquarea Ecoflex duct 7,1 kW 1ph
Aquarea High Performance K series 3 kW 1ph outdoor unit
Aquarea High Performance K series 5 kW 1ph outdoor unit
Aquarea High Performance K series 7 kW 1ph outdoor unit
Aquarea High Performance K series 9 kW 1ph outdoor unit
Aquarea High Performance K series 12 kW 1ph outdoor unit
Aquarea High Performance K series 16 kW 1ph outdoor unit
Aquarea High Performance K series 9 kW 3ph outdoor unit
Aquarea High Performance K series 12 kW 3ph outdoor unit
Aquarea High Performance K series 16 kW 3ph outdoor unit
Aquarea T-CAP K series 9 kW 1ph outdoor unit
Aquarea T-CAP K series 12 kW 1ph outdoor unit
Aquarea T-CAP K series 9 kW 3ph outdoor unit
Aquarea T-CAP K series 12 kW 3ph outdoor unit
Aquarea T-CAP K series 16 kW 3ph outdoor unit
Aquarea T-CAP Super Quiet K series 9 kW 3ph outdoor unit
Aquarea T-CAP Super Quiet K series 12 kW 3ph outdoor unit
Aquarea T-CAP Super Quiet K series 16 kW 3ph outdoor unit
Aquarea All-in-one K series 3-9 kW with 3 kW heater 1ph
Aquarea All-in-one K series 3-9 kW with 3 kW heater 1ph with 2 zone kit
Aquarea All-in-one K series 3-9 kW with 3 kW heater 1ph with electronic anode
Aquarea All-in-one K series 3-9 kW with 6 kW heater 1ph
Aquarea All-in-one K series 3-9 kW with 6 kW heater 1ph with electronic anode
Aquarea All-in-one K series 9-12 kW with 6 kW heater 1ph
Aquarea All-in-one K series 9-12 kW with 6 kW heater 1ph with electronic anode
Aquarea All-in-one K series 16 kW with 6 kW heater 1ph
Aquarea All-in-one K series 16 kW with 6 kW heater 1ph with electronic anode
Aquarea All-in-one K series 9-12 kW with 9 kW heater 3ph
Aquarea All-in-one K series 9-12 kW with 9 kW heater 3ph with electronic anode
Aquarea All-in-one K series 16 kW with 9 kW heater 3ph
Aquarea All-in-one K series 16 kW with 9 kW heater 3ph with electronic anode
Aquarea All-in-one K series 9-12 kW with 6 kW heater 1ph 260 L
Aquarea All-in-one K series 9-12 kW with 6 kW heater 1ph 260 L with electronic anode
Aquarea All-in-one K series 16 kW with 6 kW heater 1ph 260 L
Aquarea All-in-one K series 16 kW with 6 kW heater 1ph 260 L with electronic anode
Aquarea All-in-one K series 9-12 kW with 9 kW heater 3ph 260 L
Aquarea All-in-one K series 9-12 kW with 9 kW heater 3ph 260 L with electronic anode
Aquarea All-in-one K series 16 kW with 9 kW heater 3ph 260 L
Aquarea All-in-one K series 16 kW with 9 kW heater 3ph 260 L with electronic anode
Aquarea High Performance bibloc INTERIOR unit K series 3-9 kW with 3 kW heater 1ph
Aquarea High Performance bibloc INTERIOR unit K series 3-9 kW with 6 kW heater 1ph
Aquarea High Performance bibloc INTERIOR unit K series 12 kW with 6 kW heater 1ph
Aquarea High Performance bibloc INTERIOR unit K series 16 kW with 6 kW heater 1ph
Aquarea High Performance bibloc INTERIOR unit K series 9 kW with 3 kW heater 3ph
Aquarea High Performance bibloc INTERIOR unit K series 9 kW with 9 kW heater 3ph
Aquarea High Performance bibloc INTERIOR unit K series 12 kW with 9 kW heater 3ph
Aquarea High Performance bibloc INTERIOR unit K series 16 kW with 9 kW heater 3ph
Aquarea T-CAP bibloc INTERIOR unit K series 9 kW with 3 kW heater 1ph
Aquarea T-CAP bibloc INTERIOR unit K series 9 kW with 6 kW heater 1ph
Aquarea T-CAP bibloc INTERIOR unit K series 12 kW with 6 kW heater 1ph
Aquarea T-CAP bibloc INTERIOR unit K series 9 kW with 3 kW heater 3ph
Aquarea T-CAP bibloc INTERIOR unit K series 9 kW with 9 kW heater 3ph
Aquarea T-CAP bibloc INTERIOR unit K series 12 kW with 9 kW heater 3ph
Aquarea T-CAP bibloc INTERIOR unit K series 16 kW with 9 kW heater 3ph
Optional remote controller for 2 zone control. K and L series
Cover for the remote control compartment of the INTERIOR unit. K series or later
Wall bracket to mount the All in One 120 L on the wall.
PCB for advanced functions in J and H Series
PCB for advanced functions in K and L Series
PCB for advanced functions in M series. For All-in-one and bi-bloc INTERIOR units
PCB for advanced functions in M series. For Control module
Base pan heater for Bi‑bloc 3 and 5 kW (except L Series) and 7 and 9 kW K Series
Base pan heater for J and H Series
Base pan heater for 5, 7 and 9 kW L Series and M Series (9-16 kW)
Base pan heater for Big Aquarea M Series
Outdoor base ground support for noise and vibration absorption.
Black Ground stand for outdoor unit with 940 mm wide condenser water tray
Black Ground stand for outdoor unit with 1100 mm wide condenser water tray
Electrical heater foil for the ground stand with 940 mm wide condenser water tray
Electrical heater foil for the ground stand with 1100 mm wide condenser water tray
Heat pump foundation made from 100% recycled materials
3-way valve kit to fit inside the hydrokit. J and H Series
3-way valve kit to fit inside the hydrokit. K and L Series
3-way valve kit to fit inside the hydrokit. M Series
Double circulation unit with mixing function (One direct circuit + One mixing circuit).
G1" 3-way ball valve with actuator for 3-16 kW heat pumps.
G1 1/2" 3-way valve with actuator for 20-30 kW heat pumps
3-way valve for DHW Tanks
1 anti-freeze valve 1" (2 required per system)
1 anti-freeze valve 1 1/2" (2 required per system)
Optional Wi-Fi or WLAN adapter for Cloud services
10 m extension cable for CZ-TAW1B
External meter gateway for K series or later
Panasonic Modbus gateway with plastic case, compatible with all Aquarea Series
Modbus PCB for Big Aquarea T‑CAP M Series
Modbus PCB Installation Kit for Bi bloc and All in One
Modbus gateway with 12V DC power supply, for H Series or later
DIN rail-mounted Modbus gateway, powered via CN-CNT, for H Series or later
KNX gateway with 12V DC power supply, for J, K or L Series
DIN rail-mounted KNX gateway, powered via CN-CNT, for H, K or L Series
EEBUS gateway for Aquarea for H series or later
Cascade manager for Aquarea heat pumps
Aquarea Cascade Edge (up to 4 Aquarea heat pumps)
Aquarea Cascade Edge (up to 10 Aquarea heat pumps)
Set of tado° Heat Pump Optimizer X and 1x Smart Radiator Thermostat X
Set of tado° Heat Pump Optimizer X and 4x tado° Smart Radiator Thermostat
Set of tado° Heat Pump Optimizer X and 1x Smart Thermostat X
Set of tado° Heat Pump Optimizer X and 1x Smart Thermostat X and 2x Smart Radiator Thermostat X
Set of tado° Heat Pump Optimizer X and 1x Smart Thermostat X and 2x Smart Radiator Thermostat X
tado° Heat Pump Optimizer X (with Europlug)
tado° HPO extension cable (10m)
tado° Smart Radiator Thermostat X
tado° Smart Radiator Thermostat X with Bridge X
4x tado° Smart Radiator Thermostat X
tado° Smart Thermostat X
tado° Wireless receiver
tado° Smart Thermostat X with Bridge X
tado° Wireless Temperature Sensor X
Set of 1x Smart Thermostat X, 2x Smart Radiator Thermostat X and 1x Bridge X
tado° Bridge X
Wireless LCD room thermostat with weekly timer
Wired LCD room thermostat with weekly timer
In-line heater sensor for the control module M Series.
Buffer tank sensor (PAW-A2W-TSHC required)
Solar sensor
Outdoor ambient sensor
Zone room sensor
Zone water sensor
Optional magnet for the water filter on H Series
Floor standing Fan coil. On-board display. Left-hand piping. Built-in 3-way valve
Floor standing Fan coil. With PCB for wall-mounted control. Left-hand piping. Built-in 3-way valve
Floor standing Fan coil. On-board display. Left-hand piping. Built-in 3-way valve
Floor standing Fan coil. With PCB for wall-mounted control. Left-hand piping. Built-in 3-way valve
Floor standing Fan coil. On-board display. Left-hand piping. Built-in 3-way valve
Floor standing Fan coil. With PCB for wall-mounted control. Left-hand piping. Built-in 3-way valve
Floor standing Fan coil. On-board display. Left-hand piping. Built-in 3-way valve
Floor standing Fan coil. With PCB for wall-mounted control. Left-hand piping. Built-in 3-way valve
Floor standing Fan coil. On-board display. Left-hand piping. Built-in 3-way valve
Floor standing Fan coil. With PCB for wall-mounted control. Left-hand piping. Built-in 3-way valve
Floor standing Fan coil. Left-hand piping.
Floor standing Fan coil. Right-hand piping.
Floor standing Fan coil. Left-hand piping.
Floor standing Fan coil. Right-hand piping.
Floor standing Fan coil. Left-hand piping.
Floor standing Fan coil. Right-hand piping.
Floor standing Fan coil. Left-hand piping.
Floor standing Fan coil. Right-hand piping.
Floor standing Fan coil. Left-hand piping.
Floor standing Fan coil. Right-hand piping.
Wall-mounted Fan coil. With PCB for wall-mounted control. Right-hand piping. Built-in 3-way valve
Wall-mounted Fan coil. With PCB for wall-mounted control. Right-hand piping. Built-in 3-way valve
Wall-mounted Fan coil. With PCB for wall-mounted control. Right-hand piping. Built-in 3-way valve
Wall-mounted Fan coil. On-board display and IR control. Right-hand piping. Built-in 3-way valve
Wall-mounted Fan coil. On-board display and IR control. Right-hand piping. Built-in 3-way valve
Wall-mounted Fan coil. On-board display and IR control. Right-hand piping. Built-in 3-way valve
Wall-mounted Fan coil. With PCB for wall-mounted control. Right-hand piping.
Wall-mounted Fan coil. With PCB for wall-mounted control. Right-hand piping.
Wall-mounted Fan coil. With PCB for wall-mounted control. Right-hand piping.
Wall-mounted Fan coil. On-board display and IR control. Right-hand piping.
Wall-mounted Fan coil. On-board display and IR control. Right-hand piping.
Wall-mounted Fan coil. On-board display and IR control. Right-hand piping.
Wall-mounted Fan coil. With PCB for analog control (0-10V). Right-hand piping.
Wall-mounted Fan coil. With PCB for analog control (0-10V). Right-hand piping.
Wall-mounted Fan coil. With PCB for analog control (0-10V). Right-hand piping.
Wall-mounted Fan coil. On-board display and IR control. Left-hand piping.
Wall-mounted Fan coil. On-board display and IR control. Left-hand piping.
Wall-mounted Fan coil. On-board display and IR control. Left-hand piping.
Wall-mounted Fan coil. With PCB for wall-mounted control. Left-hand piping.
Wall-mounted Fan coil. With PCB for wall-mounted control. Left-hand piping.
Wall-mounted Fan coil. With PCB for wall-mounted control. Left-hand piping.
Wall-mounted Fan coil. With PCB for analog control (0-10V). Left-hand piping.
Wall-mounted Fan coil. With PCB for analog control (0-10V). Left-hand piping.
Wall-mounted Fan coil. With PCB for analog control (0-10V). Left-hand piping.
Wall-mounted Fan coil. With PCB for wall-mounted control. Right-hand piping. Built-in 3-way valve
Wall-mounted Fan coil. On-board display and IR control. Right-hand piping. Built-in 3-way valve
Wall-mounted Fan coil. With PCB for wall-mounted control. Right-hand piping.
Wall-mounted Fan coil. On-board display and IR control. Right-hand piping.
Wall-mounted Fan coil. With PCB for analog control (0-10V). Right-hand piping.
Ducted Thin Fan coil. With PCB for wall-mounted control. Right-hand piping.
Ducted Thin Fan coil. With PCB for wall-mounted control. Right-hand piping.
Ducted Thin Fan coil. With PCB for wall-mounted control. Right-hand piping.
Ducted Thin Fan coil. With PCB for wall-mounted control. Right-hand piping.
Ducted Thin Fan coil. With PCB for wall-mounted control. Right-hand piping.
Ducted Thin Fan coil. With PCB for analog control (0-10V). Right-hand piping.
Ducted Thin Fan coil. With PCB for analog control (0-10V). Right-hand piping.
Ducted Thin Fan coil. With PCB for analog control (0-10V). Right-hand piping.
Ducted Thin Fan coil. With PCB for analog control (0-10V). Right-hand piping.
Ducted Thin Fan coil. With PCB for analog control (0-10V). Right-hand piping.
Ducted Thin Fan coil. With PCB for wall-mounted control. Left-hand piping.
Ducted Thin Fan coil. With PCB for wall-mounted control. Left-hand piping.
Ducted Thin Fan coil. With PCB for wall-mounted control. Left-hand piping.
Ducted Thin Fan coil. With PCB for wall-mounted control. Left-hand piping.
Ducted Thin Fan coil. With PCB for wall-mounted control. Left-hand piping.
Ducted Thin Fan coil. With PCB for analog control (0-10V). Left-hand piping.
Ducted Thin Fan coil. With PCB for analog control (0-10V). Left-hand piping.
Ducted Thin Fan coil. With PCB for analog control (0-10V). Left-hand piping.
Ducted Thin Fan coil. With PCB for analog control (0-10V). Left-hand piping.
Ducted Thin Fan coil. With PCB for analog control (0-10V). Left-hand piping.
Ducted Fan coil. With PCB for wall-mounted control. Right-hand piping.
Ducted Fan coil. With PCB for wall-mounted control. Right-hand piping.
Ducted Fan coil. With PCB for wall-mounted control. Right-hand piping.
Ducted Fan coil. With PCB for wall-mounted control. Right-hand piping.
Ducted Fan coil. With PCB for wall-mounted control. Right-hand piping.
Ducted Fan coil. With PCB for analog control (0-10V). Right-hand piping.
Ducted Fan coil. With PCB for analog control (0-10V). Right-hand piping.
Ducted Fan coil. With PCB for analog control (0-10V). Right-hand piping.
Ducted Fan coil. With PCB for analog control (0-10V). Right-hand piping.
Ducted Fan coil. With PCB for analog control (0-10V). Right-hand piping.
Ducted Fan coil. With PCB for wall-mounted control. Left-hand piping.
Ducted Fan coil. With PCB for wall-mounted control. Left-hand piping.
Ducted Fan coil. With PCB for wall-mounted control. Left-hand piping.
Ducted Fan coil. With PCB for wall-mounted control. Left-hand piping.
Ducted Fan coil. With PCB for wall-mounted control. Left-hand piping.
Ducted Fan coil. With PCB for analog control (0-10V). Left-hand piping.
Ducted Fan coil. With PCB for analog control (0-10V). Left-hand piping.
Ducted Fan coil. With PCB for analog control (0-10V). Left-hand piping.
Ducted Fan coil. With PCB for analog control (0-10V). Left-hand piping.
Ducted Fan coil. With PCB for analog control (0-10V). Left-hand piping.
Ducted Multi Zone Fan coil.With PCB for wall-mounted control. Right-hand piping.
Ducted Multi Zone Fan coil.With PCB for wall-mounted control. Right-hand piping.
Ducted Multi Zone Fan coil.With PCB for wall-mounted control. Right-hand piping.
Ducted Multi Zone Fan coil.With PCB for wall-mounted control. Right-hand piping.
Ducted Multi Zone Fan coil.With PCB for analog control (0-10V). Right-hand piping.
Ducted Multi Zone Fan coil.With PCB for analog control (0-10V). Right-hand piping.
Ducted Multi Zone Fan coil.With PCB for analog control (0-10V). Right-hand piping.
Ducted Multi Zone Fan coil.With PCB for analog control (0-10V). Right-hand piping.
Ducted Multi Zone Thin Fan coil. With PCB for wall-mounted control. Right-hand piping.
Ducted Multi Zone Thin Fan coil. With PCB for wall-mounted control. Right-hand piping.
Ducted Multi Zone Thin Fan coil. With PCB for wall-mounted control. Right-hand piping.
Ducted Multi Zone Thin Fan coil. With PCB for wall-mounted control. Right-hand piping.
Ducted Multi Zone Thin Fan coil. With PCB for analog control (0-10V). Right-hand piping.
Ducted Multi Zone Thin Fan coil. With PCB for analog control (0-10V). Right-hand piping.
Ducted Multi Zone Thin Fan coil. With PCB for analog control (0-10V). Right-hand piping.
Ducted Multi Zone Thin Fan coil. With PCB for analog control (0-10V). Right-hand piping.
Ducted Multi Zone Fan coil.With PCB for wall-mounted control. Left-hand piping.
Ducted Multi Zone Fan coil.With PCB for wall-mounted control. Left-hand piping.
Ducted Multi Zone Fan coil.With PCB for wall-mounted control. Left-hand piping.
Ducted Multi Zone Fan coil.With PCB for wall-mounted control. Left-hand piping.
Ducted Multi Zone Fan coil.With PCB for analog control (0-10V). Left-hand piping.
Ducted Multi Zone Fan coil.With PCB for analog control (0-10V). Left-hand piping.
Ducted Multi Zone Fan coil.With PCB for analog control (0-10V). Left-hand piping.
Ducted Multi Zone Fan coil.With PCB for analog control (0-10V). Left-hand piping.
Ducted Multi Zone Thin Fan coil. With PCB for wall-mounted control. Left-hand piping.
Ducted Multi Zone Thin Fan coil. With PCB for wall-mounted control. Left-hand piping.
Ducted Multi Zone Thin Fan coil. With PCB for wall-mounted control. Left-hand piping.
Ducted Multi Zone Thin Fan coil. With PCB for wall-mounted control. Left-hand piping.
Ducted Multi Zone Thin Fan coil. With PCB for analog control (0-10V). Left-hand piping.
Ducted Multi Zone Thin Fan coil. With PCB for analog control (0-10V). Left-hand piping.
Ducted Multi Zone Thin Fan coil. With PCB for analog control (0-10V). Left-hand piping.
Ducted Multi Zone Thin Fan coil. With PCB for analog control (0-10V). Left-hand piping.
Home Network Hub to manage Aquarea heat pumps via Aquarea Home App
Wall-mounted control with Modbus for Aquarea Air Smart Fan coils and PACi NX multi zone duct
Wall-mounted control with Integrated Wi-Fi for Aquarea Air Smart Fan coils and PACi NX multi zone duct
PCB for underfloor heating valve control
On-board display with Modbus for Aquarea Air Smart Fan coil Floor standing
On-board display with integrated Wi-Fi for Aquarea Air Smart Fan coil Floor standing
Wall-mounted control PCB for Aquarea Air Smart fan coil Floor standing
PCB for analog control (0-10V) for Aquarea Air Smart fan coils Floor standing
Motorised 3-way valve for Aquarea Air Floor standing
Motorised 2-way valve for Aquarea Air Floor standing, Wall-mounted 40 and Ducted
Motorised 3-way valve for Aquarea Air Floor wall-mounted 10, 15, 20
Motorised 2-way valve for Aquarea Air Floor wall-mounted 10, 15, 20
Motorised 3-way valve for Aquarea Air Floor wall-mounted 40
Motorised 3-way valve for Aquarea Air Ducted
Condensate drip tray for horizontal installation of the Aquarea Air Smart fan coil Floor standing 10
Condensate drip tray for horizontal installation of the Aquarea Air Smart fan coil Floor standing 20
Condensate drip tray for horizontal installation of the Aquarea Air Smart fan coil Floor standing 30
Condensate drip tray for horizontal installation of the Aquarea Air Smart fan coil Floor standing 35
Condensate drip tray for horizontal installation of the Aquarea Air Smart fan coil Floor standing 40
Set of 2 legs to protect water pipes for Aquarea Air Floor standing
Set of 2 legs to anchor the Aquarea Air Floor standing to the floor
Delivery plate with 2 circular inlets DN 160 mm. For P-FSN20
Delivery plate with 3 circular inlets DN 160 mm. For P-FSN25
Delivery plate with 4 circular inlets DN 160 mm. For P-FSN35
Delivery plate with 6 circular inlets DN 160 mm. For P-FSN45
Delivery plate with 7 circular inlets DN 160 mm. For P-FSN55
Delivery plate with 2 circular inlets DN 160 mm. For P-FTN15
Delivery plate with 3 circular inlets DN 160 mm. For P-FTN20
Delivery plate with 4 circular inlets DN 160 mm. For P-FTN25
Delivery plate with 6 circular inlets DN 160 mm. For P-FTN35
Delivery plate with 7 circular inlets DN 160 mm. For P-FTN45
Return plenum with 2 circular inlets DN 160 mm. For P-FSN20
Return plenum with 3 circular inlets DN 160 mm. For P-FSN25
Return plenum with 4 circular inlets DN 160 mm. For P-FSN35
Return plenum with 6 circular inlets DN 160 mm. For P-FSN45
Return plenum with 7 circular inlets DN 160 mm. For P-FSN55
Return plenum with 2 circular inlets DN 160 mm. For P-FTN15
Return plenum with 3 circular inlets DN 160 mm. For P-FTN20
Return plenum with 4 circular inlets DN 160 mm. For P-FTN25
Return plenum with 6 circular inlets DN 160 mm. For P-FTN35
Return plenum with 7 circular inlets DN 160 mm. For P-FTN45
Return plenum with 2 circular inlets DN 160 mm. For P-FSQ30
Return plenum with 3 circular inlets DN 160 mm. For P-FSQ45
Return plenum with 4 circular inlets DN 160 mm. For P-FSQ60
Return plenum with 5 circular inlets DN 160 mm. For P-FSQ75
Return plenum with 2 circular inlets DN 160 mm. For P-FTQ30
Return plenum with 3 circular inlets DN 160 mm. For P-FTQ45
Return plenum with 4 circular inlets DN 160 mm. For P-FTQ60
Return plenum with 5 circular inlets DN 160 mm. For P-FTQ65
Replacement recirculation filter kit. For P-FSN20 and P-FTN15
Replacement recirculation filter kit. For P-FSN25, P-FTN20, P-FSQ30 and P-FTQ30
Replacement recirculation filter kit. For P-FSN35, P-FTN25, P-FSQ45 and P-FTQ45
Replacement recirculation filter kit. For P-FSN45, P-FTN35, P-FSQ60 and P-FTQ60
Replacement recirculation filter kit. For P-FSN55, P-FTN45, P-FSQ75 and P-FTQ65
90º Shooting plenum. For P-FSN20
90º Shooting plenum. For P-FSN25 and P-FSQ30
90º Shooting plenum. For P-FSN35 and P-FSQ45
90º Shooting plenum. For P-FSN45 and P-FSQ60
90º Shooting plenum. For P-FSN55 and P-FSQ75
90º Shooting plenum. For P-FTN15
90º Shooting plenum. For P-FTN20 and P-FTQ30
90º Shooting plenum. For P-FTN25 and P-FTQ45
90º Shooting plenum. For P-FTN35 and P-FTQ60
90º Shooting plenum. For P-FTN45 and P-FTQ65
Telescopic kit for rear or directly coupled suction. 153 mm - 270 mm. For P-FSN20
Telescopic kit for rear or directly coupled suction. 153 mm - 270 mm. For P-FSN25
Telescopic kit for rear or directly coupled suction. 153 mm - 270 mm. For P-FSN35
Telescopic kit for rear or directly coupled suction. 153 mm - 270 mm. For P-FSN45
Telescopic kit for rear or directly coupled suction. 153 mm - 270 mm. For P-FSN55
Telescopic kit for rear or directly coupled suction. 153 mm - 270 mm. For P-FTN15
Telescopic kit for rear or directly coupled suction. 153 mm - 270 mm. For P-FTN20
Telescopic kit for rear or directly coupled suction. 153 mm - 270 mm. For P-FTN25
Telescopic kit for rear or directly coupled suction. 153 mm - 270 mm. For P-FTN35
Telescopic kit for rear or directly coupled suction. 153 mm - 270 mm. For P-FTN45
Grille for telescopic kit for rear intake. For P-FSN20
Grille for telescopic kit for rear intake. For P-FSN25
Grille for telescopic kit for rear intake. For P-FSN35
Grille for telescopic kit for rear intake. For P-FSN45
Grille for telescopic kit for rear intake. For P-FSN55
Grille for telescopic kit for rear intake. For P-FTN15
Grille for telescopic kit for rear intake. For P-FTN20
Grille for telescopic kit for rear intake. For P-FTN25
Grille for telescopic kit for rear intake. For P-FTN35
Grille for telescopic kit for rear intake. For P-FTN45
Plenum kit for external air connection with damper for room recirculation. For P-FSN20
Plenum kit for external air connection with damper for room recirculation. For P-FSN25 and P-FSQ30
Plenum kit for external air connection with damper for room recirculation. For P-FSN35 and P-FSQ45
Plenum kit for external air connection with damper for room recirculation. For P-FSN45 and P-FSQ60
Plenum kit for external air connection with damper for room recirculation. For P-FSN55 and P-FSQ75
Plenum kit for external air connection with damper for room recirculation. For P-FTN15
Plenum kit for external air connection with damper for room recirculation. For P-FTN20 and P-FTQ30
Plenum kit for external air connection with damper for room recirculation. For P-FTN25 and P-FTQ45
Plenum kit for external air connection with damper for room recirculation. For P-FTN35 and P-FTQ60
Plenum kit for external air connection with damper for room recirculation. For P-FTN45 and P-FTQ65
Ducting plate Plenum kit for outdoor air connection with damper. For P-FSN20
Ducting plate Plenum kit for outdoor air connection with damper. For P-FSN25 and P-FSQ30
Ducting plate Plenum kit for outdoor air connection with damper. For P-FSN35 and P-FSQ45
Ducting plate Plenum kit for outdoor air connection with damper. For P-FSN45 and P-FSQ60
Ducting plate Plenum kit for outdoor air connection with damper. For P-FSN55 and P-FSQ75
Ducting plate Plenum kit for outdoor air connection with damper. For P-FTN15
Ducting plate Plenum kit for outdoor air connection with damper. For P-FTN20 and P-FTQ30
Ducting plate Plenum kit for outdoor air connection with damper. For P-FTN25 and P-FTQ45
Ducting plate Plenum kit for outdoor air connection with damper. For P-FTN35 and P-FTQ60
Ducting plate Plenum kit for outdoor air connection with damper. For P-FTN45 and P-FTQ65
90º plenum for outdoor air kit with damper. For P-FSN20
90º plenum for outdoor air kit with damper. For P-FSN25 and P-FSQ30
90º plenum for outdoor air kit with damper. For P-FSN35 and P-FSQ45
90º plenum for outdoor air kit with damper. For P-FSN45 and P-FSQ60
90º plenum for outdoor air kit with damper. For P-FSN55 and P-FSQ75
90º plenum for outdoor air kit with damper. For P-FTN15
90º plenum for outdoor air kit with damper. For P-FTN20 and P-FTQ30
90º plenum for outdoor air kit with damper. For P-FTN25 and P-FTQ45
90º plenum for outdoor air kit with damper. For P-FTN35 and P-FTQ60
90º plenum for outdoor air kit with damper. For P-FTN45 and P-FTQ65
Telescopic kit. For Plenum for outdoor air kit with damper. For P-FSN20
Telescopic kit. For Plenum for outdoor air kit with damper. For P-FSN25 and P-FSQ30
Telescopic kit. For Plenum for outdoor air kit with damper. For P-FSN35 and P-FSQ45
Telescopic kit. For Plenum for outdoor air kit with damper. For P-FSN45 and P-FSQ60
Telescopic kit. For Plenum for outdoor air kit with damper. For P-FSN55 and P-FSQ75
Telescopic kit. For Plenum for outdoor air kit with damper. For P-FTN15
Telescopic kit. For Plenum for outdoor air kit with damper. For P-FTN20 and P-FTQ30
Telescopic kit. For Plenum for outdoor air kit with damper. For P-FTN25 and P-FTQ45
Telescopic kit. For Plenum for outdoor air kit with damper. For P-FTN35 and P-FTQ60
Telescopic kit. For Plenum for outdoor air kit with damper. For P-FTN45 and P-FTQ65
Grille for telescopic kit. For Plenum for outdoor air kit with damper. For P-FSN20
Grille for telescopic kit. For Plenum for outdoor air kit with damper. For P-FSN25 and P-FSQ30
Grille for telescopic kit. For Plenum for outdoor air kit with damper. For P-FSN35 and P-FSQ45
Grille for telescopic kit. For Plenum for outdoor air kit with damper. For P-FSN45 and P-FSQ60
Grille for telescopic kit. For Plenum for outdoor air kit with damper. For P-FSN55 and P-FSQ75
Grille for telescopic kit. For Plenum for outdoor air kit with damper. For P-FTN15
Grille for telescopic kit. For Plenum for outdoor air kit with damper. For P-FTN20 and P-FTQ30
Grille for telescopic kit. For Plenum for outdoor air kit with damper. For P-FTN25 and P-FTQ45
Grille for telescopic kit. For Plenum for outdoor air kit with damper. For P-FTN35 and P-FTQ60
Grille for telescopic kit. For Plenum for outdoor air kit with damper. For P-FTN45 and P-FTQ65
Non-return damper for P-FTQ and P-FSQ
1,1 kW Water loop heat pump. Modbus display. 2- and 3-way valves with modulation.
2,0 kW Water loop heat pump. Modbus display. 2- and 3-way valves with modulation.
3,0 kW Water loop heat pump. Modbus display. 2- and 3-way valves with modulation.
1,1 kW Water loop heat pump. Wi-Fi display. 2- and 3-way valves with modulation.
2,0 kW Water loop heat pump. Wi-Fi display. 2- and 3-way valves with modulation.
3,0 kW Water loop heat pump. Wi-Fi display. 2- and 3-way valves with modulation.
1,1 kW Water loop heat pump. Modbus display.
2,0 kW Water loop heat pump. Modbus display.
3,0 kW Water loop heat pump. Modbus display.
1,1 kW Water loop heat pump. Wi-Fi display.
2,0 kW Water loop heat pump. Wi-Fi display.
3,0 kW Water loop heat pump. Wi-Fi display.
1,1 kW Water loop heat pump. Modbus display. 2- and 3-way valves with modulation. Injection kit.
2,0 kW Water loop heat pump. Modbus display. 2- and 3-way valves with modulation. Injection kit.
3,0 kW Water loop heat pump. Modbus display. 2- and 3-way valves with modulation. Injection kit.
1,1 kW Water loop heat pump. Wi-Fi display. 2- and 3-way valves with modulation. Injection kit.
2,0 kW Water loop heat pump. Wi-Fi display. 2- and 3-way valves with modulation. Injection kit.
3,0 kW Water loop heat pump. Wi-Fi display. 2- and 3-way valves with modulation. Injection kit.
1,1 kW Water loop heat pump. Modbus display. Injection kit.
2,0 kW Water loop heat pump. Modbus display. Injection kit.
3,0 kW Water loop heat pump. Modbus display. Injection kit.
1,1 kW Water loop heat pump. Wi-Fi display. Injection kit.
2,0 kW Water loop heat pump. Wi-Fi display. Injection kit.
3,0 kW Water loop heat pump. Wi-Fi display. Injection kit.
Enamelled DHW tank 185 L + Buffer tank 80 L
Stainless steel DHW tank 230 L + Buffer tank 60 L
50 L Buffer tank
100 L Buffer tank
200 L Buffer tank
260 L Buffer tank
500 L Buffer tank with Flange
800 L Buffer tank with Flange
1000 L Buffer tank with Flange
Jacket for 500 L Buffer tank (PAW-BC50FAE)
Jacket for 800 L Buffer tank (PAW-BC80FAE)
Jacket for 1000 L Buffer tank (PAW-BC100FAE)
170 L Enamelled DHW tank
200 L Enamelled DHW tank
290 L Enamelled DHW tank
380 L Enamelled DHW tank
350 L Enamelled DHW tank with 2 coils
500 L Enamelled DHW tank
750 L Enamelled DHW tank with electronic anode
900 L Enamelled DHW tank with electronic anode
Jacket for 500 L DHW tank (PAW-TE50H1AE)
Jacket for 750 L DHW tank (PAW-TE75H1AEAN)
Jacket for 900 L DHW tank (PAW-TE90H1AEAN)
6 kW 3 phase electric heater D180mm. Compatible with PAW-TE50H1AE
9 kW 3 phase electric heater D240mm. Compatible with PAW-BC50FAE, PAW-BC80FAE, PAW-BC100FAE, PAW-TE75H1AEAN, PAW-TE90H1AEAN,
200 L Stainless steel DHW tank
300 L Stainless steel DHW tank
300 L High efficiency Stainless steel DHW tank
Tank sensor with 5 m cable
Tank sensor with 20 m cable
Tank sensor with 5 m cable length and 6 mm diameter
Third-party tank temperature sensor kit (with copper pocket and 20m sensor cable)
Impressed current anode for 200 L Stainless Steel tanks
Impressed current anode for 300 L Stainless Steel tanks
Residential ventilation unit with heat recovery – air supply on the right side
Residential ventilation unit with heat recovery – air supply on the left side
HRV touch control panel. White frame (cable to be ordered separately)
Cable with plug for electrical connection between unit and control panel, type CE and CD (12 m)
Twin connector for installing several CD or CE type control panels on a single unit
HRV touch panel wall mount kit
Optional PCB for additional functions
Supply and extract filters kit
CO2 RH wall-mounted sensor
CO2 duct sensor
CO2 wall-mounted sensor
Wall bracket kit for stand-alone wall mounting
Electrical duct heater 0,6 kW
Electrical duct heater 1,2 kW
Cross-counterflow HRV Universal mounting 91 m3/h air flow
Cross-counterflow HRV Universal mounting
Cross-counterflow HRV Universal mounting
Cross-counterflow HRV Horizontal mounting 109 m3/h air flow
Cross-counterflow HRV Vertical mounting 112 m3/h air flow
Cross-counterflow HRV Horizontal mounting 210 m3/h air flow
Cross-counterflow HRV Vertical mounting 210 m3/h air flow
Cross-counterflow HRV Horizontal mounting 238 m3/h air flow
Cross-counterflow HRV Vertical mounting 266 m3/h air flow
Cross-counterflow HRV Horizontal mounting
Cross-counterflow HRV Vertical mounting 266 m3/h
Wall-mounted control with Modbus for Aquarea Vent
Wall-mounted control with Integrated Wi-Fi for Aquarea Vent.
Electrical duct heater 0,5 kW, DN160 mm.
Electrical duct heater 1,0 kW, DN160 mm.
Spare F7 filter kit (2 pcs) for models 15Z, 20Z, 30Z, 15H and 15V
Spare F7 filter kit (2 pcs) for models 30H
Spare F7 filter kit (2 pcs) for models 30V
Spare F7 filter kit (2 pcs) for models 35H and 45H
Spare F7 filter kit (2 pcs) for models 40V and 45V
Activated carbon filter (1 pc) for models 15Z, 20Z, 30Z, 15H and 15V
Activated carbon filter (1 pc) for models 30H
Activated carbon filter (1 pc) for models 30V
Activated carbon filter (1 pc) for models 35H and 45H.
Activated carbon filter (1 pc) for models 40V and 45V.
External wall grid with flow deviation. Stainless steel, DN 160 mm
Roof terminal. Stainless steel, DN 160mm
Through for flat roof terminal. stainless steel, DN 160mm
Through for terminal inclined roof 45°. Stainless steel, DN 160mm
Through insulation collar for roof terminal
Insulated joint male/male. DN 160 mm
Insulated sleeve female/female. DN 160 mm
Insulated reducer female/male. DN 160 mm to DN 125 mm
Insulated reducer female/male. DN 200 mm to DN 160 mm
Rigid insulated pipe (primary EPP pipe). DN 160mm, L = 1mt, 1 joint included
Elbow 90° (primary EPP pipe. DN 160mm, 1 joint included
Connection joint (primary EPP pipe). DN 160mm
Reducer (primary EPP pipe). DN 160mm to DN 125mm
10 m primary flexible duct with insulated hose. DH 160 mm.
10 m primary flexible duct with insulated aluphonic hose. DH 160 mm.
Hose clamp for hose. 60/325 mm.
Black air-tight anti-condensation tape. 50 mm x 10 m
Aluminium tape. 50 mm x 10 m. Sp 40 µm
Flexible silencer male/male. DN 160mm, SP 25mm, L = 1000 mm
TG1 insulated steel manifold with inspection door and side/front/perpendicular exits. 1x DN 160mm - 4+4+4x DN 75/90mm
TG2 insulated steel manifold with inspection door and side/front/perpendicular exits. 1x DN 160mm - 4+8+4x DN 75/90mm
TG3 insulated steel manifold with inspection door and side/front/perpendicular exits. 1x DN160mm - 4+12+4x DN 75/90mm
Manifold/ Plenum coupling for DN75 corrugated start.
Collector blind plug for manifold.
Static flow regulator. 15 => 50 m3/h, step min = 5 m3/h
50 m corrugated pipe coil. DN 75mm.
O-Ring. DN 75mm
Corrugated pipe blind plug. DN 75mm
Joint male/male. DN 75mm including two O-ring
Fixing clip. DN 75mm. Use every 1.5 - 2 m linear and before and after each curve
90° vertical angle. DN 75mm. Two O-rings included
EPP polypropylene diffuser, modular and patented with 75/90mm coupling, coupling for modular coupling , filter and installation brackets.
Replacement filter (10 pcs).
Grid 1x perforated round hole. Steel, white finish, 190x140mm
Grid 2x perforated round hole. Steel, white finish, 360x140mm
Grid 3x perforated round hole. Steel, white finish, 540x140mm
Grid 4x perforated round hole. Steel, white finish, 360x260mm
Grid 1x perforated square hole. Steel, white finish, 190x140mm
Grid 2x perforated square hole. Steel, white finish, 360x140mm
Grid 3x perforated square hole. Steel, white finish, 540x140mm
Grid 5x perforated square hole. Steel, white finish, 360x260mm
Stand for wall-mounted models (required for installation in non-load-bearing walls)
Accessory kit for external connection (PV or water pump for circulation)
DHW heat pump 100 L Wall mounted
DHW heat pump 150 L Wall mounted
DHW heat pump 200 L Floor standing
DHW heat pump 200 L Floor standing with additional coil
DHW heat pump 260 L Floor standing
DHW heat pump 2260 L Floor standing with additional coil
4,1 kW TZ outdoor unit with 2 connections for INTERIOR unit
5,0 kW TZ outdoor unit with 2 connections for INTERIOR unit
5,2 kW TZ outdoor unit with 3 connections for INTERIOR unit
Wired remote controller for wall-mounted and floor console
Infrared Sky Remote controller for hideaway with 2 m infrared receiver cable
CN-CNT cables x2 for server room application, control of 2 units, rotation, backup, etc.
DIN rail-mounted KNX gateway, powered via CN-CNT. Only for RAC models with CN-CNT connector
KNX gateway with 12V DC power supply. Only for RAC models with CN-CNT connector
DIN rail-mounted Modbus gateway, powered via CN-CNT. Only for RAC models with CN-CNT connector
Modbus gateway with 12V DC power supply. Only for RAC models with CN-CNT connector
DIN rail-mounted Bacnet gateway, powered via CN-CNT. Only for RAC models with CN-CNT connector
Bacnet gateway with 12V DC power supply. Only for RAC models with CN-CNT connector
Dry contact interface for RAC models with CN-RMT connector
Pipe reducer. Reduces the connection size on the INTERIOR unit from 1/2 to 3/8
Pipe reducer. Increases the connection size on the outdoor unit from 3/8 to 1/2
Pipe reducer. Reduces the connection size on the INTERIOR unit from 5/8 to 1/2
1,7 kW RAC Solo
2,0 kW RAC Solo
2,5 kW RAC Solo
3,0 kW RAC Solo
1,7 kW RAC Solo with nanoe X
2,0 kW RAC Solo with nanoe X
2,5 kW RAC Solo with nanoe X
3,0 kW RAC Solo with nanoe X
Kit of external aluminium grids with fixed fins (162 mm holes)
Kit of external aluminium grids with fixed fins (202 mm holes)
Insect protection kit (1 metal mesh, 1 grid in metal wire and fixing accessories)
Side exit formwork for corner installation for P-MOZ20/25IC5-E (right-hand outlet)
Side exit formwork for corner installation for P-MOZ20/25IC5-E (left-hand outlet)
Bottom cover kit for overhead installation for P-MOZ20/25/30IC5-E
Bottom cover kit for overhead installation for P-MOG16IC5-E
Condensate drain pipe heater kit
2,5 kW Nordic Floor console
3,5 kW Nordic Floor console
1,6 kW Etherea matt white INTERIOR unit
2,0 kW Etherea matt white INTERIOR unit
2,5 kW Etherea matt white INTERIOR unit
3,5 kW Etherea matt white INTERIOR unit
4,2 kW Etherea matt white INTERIOR unit
5,0 kW Etherea matt white INTERIOR unit
7,1 kW Etherea matt white INTERIOR unit
2,0 kW Etherea outdoor unit
2,5 kW Etherea outdoor unit
3,5 kW Etherea outdoor unit
4,2 kW Etherea outdoor unit
5,0 kW Etherea outdoor unit
7,1 kW Etherea outdoor unit
2,0 kW Etherea graphite grey INTERIOR unit
2,5 kW Etherea graphite grey INTERIOR unit
3,5 kW Etherea graphite grey INTERIOR unit
4,2 kW Etherea graphite grey INTERIOR unit
2,5 kW RZ Super compact INTERIOR unit
3,5 kW RZ Super compact INTERIOR unit
5,0 kW RZ Super compact INTERIOR unit
2,5 kW RZ outdoor unit
3,5 kW RZ outdoor unit
5,0 kW RZ outdoor unit
1,6 kW TZ Super compact INTERIOR unit
2,0 kW TZ Super compact INTERIOR unit
2,5 kW TZ Super compact INTERIOR unit
3,5 kW TZ Super compact INTERIOR unit
4,2 kW TZ Super compact INTERIOR unit
5,0 kW TZ Super compact INTERIOR unit
6,0 kW TZ Super compact INTERIOR unit
7,1 kW TZ Super compact INTERIOR unit
2,0 kW TZ outdoor unit
2,5 kW TZ outdoor unit
3,5 kW TZ outdoor unit
4,2 kW TZ outdoor unit
5,0 kW TZ outdoor unit
6,0 kW TZ outdoor unit
7,1 kW TZ outdoor unit
2,5 kW BZ wall mounted INTERIOR unit
3,5 kW BZ wall mounted INTERIOR unit
5,0 kW BZ wall mounted INTERIOR unit
6,0 kW BZ wall mounted INTERIOR unit
2,5 kW BZ outdoor unit
3,5 kW BZ outdoor unit
5,0 kW BZ outdoor unit
6,0 kW BZ outdoor unit
2,5 kW UZ wall mounted INTERIOR unit
3,5 kW UZ wall mounted INTERIOR unit
5,0 kW UZ wall mounted INTERIOR unit
2,5 kW UZ outdoor unit
3,5 kW UZ outdoor unit
5,0 kW UZ outdoor unit
2,0 kW Low static pressure hideaway
2,5 kW Low static pressure hideaway
3,5 kW Low static pressure hideaway
5,0 kW Low static pressure hideaway
6,0 kW Low static pressure hideaway
2,0 kW Floor console
2,5 kW Floor console
3,5 kW Floor console
5,0 kW Floor console
2,5 kW outdoor unit
3,5 kW outdoor unit
5,0 kW outdoor unit
6,0 kW outdoor unit
3,5 kW Free multi outdoor unit with 2 connections for INTERIOR unit
4,1 kW Free multi outdoor unit with 2 connections for INTERIOR unit
5,0 kW Free multi outdoor unit with 2 connections for INTERIOR unit
5,2 kW Free multi outdoor unit with 3 connections for INTERIOR unit
6,8 kW Free multi outdoor unit with 3 connections for INTERIOR unit
6,8 kW Free multi outdoor unit with 4 connections for INTERIOR unit
8,0 kW Free multi outdoor unit with 4 connections for INTERIOR unit
9,0 kW Free multi outdoor unit with 5 connections for INTERIOR unit
3,6 kW PACi NX Elite outdoor unit 1ph
5,0 kW PACi NX Elite outdoor unit 1ph
6,0 kW PACi NX Elite outdoor unit 1ph
7,1 kW PACi NX Elite outdoor unit 1ph
10,0 kW PACi NX Elite outdoor unit 1ph
12,5 kW PACi NX Elite outdoor unit 1ph
14,0 kW PACi NX Elite outdoor unit 1ph
7,1 kW PACi NX Elite outdoor unit 3ph
10,0 kW PACi NX Elite outdoor unit 3ph
12,5 kW PACi NX Elite outdoor unit 3ph
14,0 kW PACi NX Elite outdoor unit 3ph
2,5 kW PACi NX Standard outdoor unit 1ph
3,6 kW PACi NX Standard outdoor unit 1ph
5,0 kW PACi NX Standard outdoor unit 1ph
6,0 kW PACi NX Standard outdoor unit 1ph
7,1 kW PACi NX Standard outdoor unit 1ph
10,0 kW PACi NX Standard outdoor unit 1ph
12,5 kW PACi NX Standard outdoor unit 1ph
14,0 kW PACi NX Standard outdoor unit 1ph
10,0 kW PACi NX Standard outdoor unit 3ph
12,5 kW PACi NX Standard outdoor unit 3ph
14,0 kW PACi NX Standard outdoor unit 3ph
3,5 to 5,0 kW 4 way 90 x 90 cassette · R32
6,0 to 7,1 kW 4 way 90 x 90 cassette · R32
10,0 to 14,0 kW 4 way 90 x 90 cassette · R32
Standard panel white for 4 way 90x90 cassette - PU. RAL9003.
Econavi panel white for 4 way 90x90 cassette - PU. RAL9003.
Standard panel graphite black for 4 way 90x90 cassette - PU. RAL9011.
Air-intake plenum for high volume fresh air input
Air-intake chamber for high volume fresh air input
2,5 kW 4 way 60 x 60 cassette · R32
3,6 kW 4 way 60 x 60 cassette · R32
5,0 kW 4 way 60 x 60 cassette · R32
6,0 kW 4 way 60 x 60 cassette · R32
Panel for 4 way 60x60 cassette - PY. White - RAL9003
Panel for 4 way 60x60 cassette - PY. Graphite black - RAL 9011
3,6 to 5,0 kW Adaptive ducted · R32
6,0 to 7,1 kW Adaptive ducted · R32
10,0 to 14,0 kW Adaptive ducted · R32
3,6 to 5,0 kW Ceiling · R32
6,0 to 7,1 kW Ceiling · R32
10,0 to 14,0 kW Ceiling · R32
2,5 to 4,5 kW Wall mounted · R32
5,0 to 10,0 kW Wall mounted · R32
7.1 to 10.0 kW Multi zone duct · R32. 4 ports available
10.0 to 14.0 kW Multi zone duct · R32. 5 ports available
Insulated plenum for horizontal or vertical supply/return. With two DN160 inlets and grille connection (410 x 175 x 175 mm)
White aluminium supply grille with double row of adjustable fins (450 x 225 mm)
White aluminium intake grille with removable filter (450 x 225 mm)
20 kW PACi NX Water heat exchanger (WHE) for chilled and hot water production
25 kW PACi NX Water heat exchanger (WHE) for chilled and hot water production
20,0 kW Big PACi NX outdoor unit 3ph for air to air INTERIOR units
25,0 kW Big PACi NX outdoor unit 3ph for air to air INTERIOR units
20,0 kW High static pressure split-able duct for Big PACi NX outdoor unit
25,0 kW High static pressure split-able duct for Big PACi NX outdoor unit
20,0 kW High static pressure split-able duct for Big PACi outdoor unit
25,0 kW High static pressure split-able duct for Big PACi outdoor unit
14 kW Jet Air Stream INTERIOR unit 1ph & 3 ph with smart Jet - self-directing nozzles
14 kW Jet Air Stream INTERIOR unit 1ph & 3ph with standard nozzles
14 kW Jet Air Stream INTERIOR unit 1ph & 3ph with ducted connection.
25 kW Jet Air Stream INTERIOR unit 3ph with smart Jet - self-directing nozzles
25 kW Jet Air Stream INTERIOR unit 3ph with standard nozzles
25 kW Jet Air Stream INTERIOR unit 3ph with ducted connection
Ducted air intake plenum (1 x DN 355 mm) for Jet Air Stream Standard and Ducted 14 kW models
Ducted air intake plenum (2 x DN 355 mm) for Jet Air Stream Standard and Ducted 25 kW models
Ground air intake module for Jet Air Stream. 25 kW model requires two of them
Air supply grille for ducts.
2,5 kW YKEA outdoor unit 1ph for the server room
3,5 kW YKEA outdoor unit 1ph for the server room
4,2 kW YKEA outdoor unit 1ph for the server room
5,0 kW YKEA outdoor unit 1ph for the server room
7,1 kW YKEA outdoor unit 1ph for the server room
2,5 kW YKEA wall-mounted Professional -25 °C · R32
3,5 kW YKEA wall-mounted Professional -25 °C · R32
4,2 kW YKEA wall-mounted Professional -25 °C · R32
5,0 kW YKEA wall-mounted Professional -25 °C · R32
7,1 kW YKEA wall-mounted Professional -25 °C · R32
Drain kit for outdoor units from 5,0 to 7,1 kW
Drain kit for outdoor units from 10,0 to 14,0 kW
Branch pipe
Branch pipe from 22,4 kW to 68 kW
Header
Tray for condenser water compatible with outdoor elevation platform
Outdoor elevation platform. Dimension (H x W x D): 400 x 900 x 400 mm
Econavi energy saving sensor
Remote temperature sensor
BION air pollutant filter for PACi NX and VRF adaptive ducted INTERIOR units. Compatible models: PACi NX: 3650PF3, VRF: 15MF3 to 56MF3
BION air pollutant filter for PACi NX and VRF adaptive ducted INTERIOR units. Compatible models: PACi NX: S-6071PF3E, VRF: 60MF3 and 73MF3
BION air pollutant filter for PACi NX and VRF adaptive ducted INTERIOR units. Compatible models: PACi NX: S-1014PF3E, VRF: 90MF3 to 160MF3
Air outlet plenum. Compatible models: PACi NX: 3650PF3, VRF: 15MF3 to 56MF3
Air outlet plenum. Compatible models: PACi NX: S-6071PF3E, VRF: 60MF3 to 90MF3
Air outlet plenum. Compatible models: PACi NX: S-1014PF3E, VRF: 106MF3 to 160MF3
Air outlet plenum. Compatible models: PACi NX: S-200PE4E, VRF: S-224ME1E5
Air outlet plenum. Compatible models: PACi NX: S-250PE4E, VRF: S-280ME1E5
A unified interface supporting Modbus, BACnet, and KNX protocols for up to 16 INTERIOR units
A unified interface supporting Modbus, BACnet, and KNX protocols for up to 64 INTERIOR units
A unified interface supporting Modbus, BACnet, and KNX protocols for up to 128 INTERIOR units
Commercial Wi-Fi Adaptor
DIN rail-mounted KNX interface
DIN rail-mounted Modbus RTU interface
Modbus RTU interface to control 4 INTERIOR units/groups
BACnet IP and MSTP interface for 1 INTERIOR unit
KNX interface for 1 INTERIOR unit or 1 goup of INTERIOR units
Modbus RTUinterface with 12 V DC power supply, for 1 INTERIOR unit or 1 goup of INTERIOR units
BACnet IP and MSTP interface for 1 INTERIOR unit
RAC interface adapter for integration into S‑Link, plus external input and alarm/status output (for YKEA units)
Adaptor for ON / OFF control of external devices. 3 digital outputs.
Demand control for Mini ECOi (LZ2 and LE2 Series compatible)
Mini series parallel device controlling INTERIOR units, maximum 1 group and 8 INTERIOR unit
Communication Adaptor, up to 128 groups, controls 128 units
CONEX wired remote controller (nonwireless), white
CONEX wired remote controller with Bluetooth®, white
CONEX wired remote controller with Wi-Fi and Bluetooth®, white
CONEX wired remote controller (nonwireless), black
CONEX wired remote controller with Bluetooth®, black
CONEX wired remote controller with Wi-Fi and Bluetooth®, black
Design wired remote controller with Econavi function
Infrared remote controller for wallmounted
Infrared remote controller and receiver for 4 way 60x60 cassette - PY3 with panel
Infrared remote controller and receiver for 4 way 90x90 cassette.
Infrared remote controller and receiver for 2 way cassette.
Infrared remote controller and receiver for 1 way cassette.
Infrared remote controller and receiver for ceiling
Infrared remote controller and receiver for all INTERIOR units
T10 interface PCB with digital and relay connections
Cable for all the T10 functions
Cable to operate external EC fan
Cable for all option monitoring signals
Cable with force thermo OFF/leakage detection
PCB Connector for OPT functions, compatible with PACi NX INTERIOR units
PCB Connector for OPT functions, compatible with ECOi INTERIOR units
Modbus RS-485 touch room controller with I/O, white
Touch display control with 2 digital inputs, white
Modbus RS-485 touch room controller with I/O, black
Touch display control with 2 digital inputs, black.
Wall motion sensor 24 V
Wall motion sensor 240 V AC
Ceiling motion sensor 24 V
Ceiling motion sensor 240 V AC
Power supply 24 V
Door or window contact
System controller for 64 INTERIOR units with weekly timer
Central ON / OFF controller, up to 16 groups, 64 INTERIOR units
Intelligent controller (touch screen/web server) to control up to 256 INTERIORs with included load distribution ratio
Gateway for Commercial Smart Edge, supports up to 4 INTERIOR unit connections.
Gateway for Commercial Smart Edge, supports up to 10 INTERIOR unit connections.
Gateway for Commercial Smart Edge, supports up to 50 INTERIOR unit connections.
Gateway for Commercial Smart Edge, supports up to 100 INTERIOR unit connections.
Advanced ERV ZY Series, rated flow rate 150 m³/h, DC motors, F7 grade filter, a remote controller included
Advanced ERV ZY Series, rated flow rate 250 m³/h, DC motors, F7 grade filter, a remote controller included
Advanced ERV ZY Series, rated flow rate 350 m³/h, DC motors, F7 grade filter, a remote controller included
Advanced ERV ZY Series, rated flow rate 500 m³/h, DC motors, F7 grade filter, a remote controller included
Advanced ERV ZY Series, rated flow rate 650 m³/h, DC motors, F7 grade filter, a remote controller included
Advanced ERV ZY Series, rated flow rate 800 m³/h, DC motors, F7 grade filter, a remote controller included
Advanced ERV ZY Series, rated flow rate 1000 m³/h, DC motors, F7 grade filter, a remote controller included
Advanced ERV ZY Series, rated flow rate 1500 m³/h, DC motors, F7 grade filter , a remote controller included
Advanced ERV ZY Series, rated flow rate 2000 m³/h, DC motors, F7 grade filter , a remote controller included
Replacement high efficiency filter for FV-15ZY1G
Replacement high efficiency filter for FV-25ZY1G
Replacement high efficiency filter for FV-35ZY1G
Replacement high efficiency filter for FV-50ZY1G
Replacement high efficiency filter for FV-65ZY1G
Replacement high efficiency filter for FV-80ZY1G and FV-1HZY1G, 2 sets of filters required for FV-1HZY1G
Replacement high efficiency filter for FV-1KZY1G and FV-2KZY1G, 2 sets of filters required for FV-2KZY1G
AHU connection kit 3,6 to 28,0 kW for PACi NX and PACi.
Air curtain with DX coil, connected to PACi NX outdoor unit capacity 5,0 to 7,1 kW. Air outlet height 2,8 m, air flow 1 800 m³/h
Air curtain with DX coil, connected to PACi NX outdoor unit capacity 10,0 to 14,0 kW. Air outlet height 2,8 m, air flow 2 700 m³/h
Air curtain with DX coil, connected to PACi NX outdoor unit capacity 10,0 to 25,0 kW. Air outlet height 2,8 m, air flow 3 600 m³/h
Air curtain with DX coil, connected to PACi NX outdoor unit capacity 20,0 to 25,0 kW. Air outlet height 2,8 m, , air flow 4 500 m³/h
Air curtain with DX coil, connected to PACi NX outdoor unit capacity 10,0 to 14,0 kW. Air outlet height 3,2 m, air flow 2 400 m³/h
Air curtain with DX coil, connected to PACi NX outdoor unit capacity 10,0 to 14,0 kW. Air outlet height 3,2 m, air flow 3 200 m³/h
Air curtain with DX coil, connected to PACi NX outdoor unit capacity 20,0 to 25,0 kW. Air outlet height 3,2 m, air flow 4 900 m³/h
Air curtain with DX coil, connected to PACi NX outdoor unit capacity 20,0 to 25,0 kW. Air outlet height 3,2 m, air flow 5 700 m³/h
Electric air curtain, width: 0,9 m
Electric air curtain, width: 1,2 m
Electric air curtain, width: 1,5 m
Ceiling mounted air-e nanoe X Generator
DX close control unit up flow version 7,4 kW with PACi outdoor
DX close control unit up flow version 9,9 kW with PACi outdoor
DX close control unit up flow version 12,5 kW with PACi outdoor
DX close control unit up flow version 14,7 kW with PACi outdoor
DX close control unit up flow version 20,5 kW with PACi outdoor
DX close control unit up flow version 7,4 kW with PACi outdoor with humidifier 3kg/h
DX close control unit up flow version 9,9 kW with PACi outdoor with humidifier 3kg/h
DX close control unit up flow version 12,5 kW with PACi outdoor with humidifier 3kg/h
DX close control unit up flow version 14,7 kW with PACi outdoor with humidifier 3kg/h
DX close control unit up flow version 20,5 kW with PACi outdoor with humidifier 3kg/h
DX close control unit up flow version 20,5 kW with PACi outdoor with humidifier 8kg/h
DX close control unit up flow version 7,4 kW with PACi outdoor with humidifier 3kg/h and modulating heater 6kW
DX close control unit up flow version 9,9 kW with PACi outdoor with humidifier 3kg/h and modulating heater 6kW
DX close control unit up flow version 12,5 kW with PACi outdoor with humidifier 3kg/h and modulating heater 6kW
DX close control unit up flow version 14,7 kW with PACi outdoor with humidifier 3kg/h and modulating heater 6kW
DX close control unit up flow version 20,5 kW with PACi outdoor with humidifier 3kg/h and modulating heater 9kW
DX close control unit up flow version 20,5 kW with PACi outdoor with humidifier 8kg/h and modulating heater 9kW
DX close control unit down flow version 7,4 kW with PACi outdoor
DX close control unit down flow version 9,9 kW with PACi outdoor
DX close control unit down flow version 12,5 kW with PACi outdoor
DX close control unit down flow version 14,7 kW with PACi outdoor
DX close control unit down flow version 20,5 kW with PACi outdoor
DX close control unit down flow version 7,4 kW with PACi outdoor with humidifier 3kg/h
DX close control unit down flow version 9,9 kW with PACi outdoor with humidifier 3kg/h
DX close control unit down flow version 12,5 kW with PACi outdoor with humidifier 3kg/h
DX close control unit down flow version 14,7 kW with PACi outdoor with humidifier 3kg/h
DX close control unit down flow version 20,5 kW with PACi outdoor with humidifier 3kg/h
DX close control unit down flow version 20,5 kW with PACi outdoor with humidifier 8kg/h
DX close control unit down flow version 7,4 kW with PACi outdoor with humidifier 3kg/h and modulating heater 6kW
DX close control unit down flow version 9,9 kW with PACi outdoor with humidifier 3kg/h and modulating heater 6kW
DX close control unit down flow version 12,5 kW with PACi outdoor with humidifier 3kg/h and modulating heater 6kW
DX close control unit down flow version 14,7 kW with PACi outdoor with humidifier 3kg/h and modulating heater 6kW
DX close control unit down flow version 20,5 kW with PACi outdoor with humidifier 3kg/h and modulating heater 9kW
DX close control unit down flow version 20,5 kW with PACi outdoor with humidifier 8kg/h and modulating heater 9kW
4 HP Mini ECOi, single-phase VRF outdoor unit with R32 refrigerant
5 HP Mini ECOi, single-phase VRF outdoor unit with R32 refrigerant
6 HP Mini ECOi, single-phase VRF outdoor unit with R32 refrigerant
4 HP Mini ECOi, three-phase VRF outdoor unit with R32 refrigerant
5 HP Mini ECOi, three-phase VRF outdoor unit with R32 refrigerant
6 HP Mini ECOi, three-phase VRF outdoor unit with R32 refrigerant
8 HP Mini ECOi, three-phase VRF outdoor unit with R32 refrigerant
10 HP Mini ECOi, three-phase VRF outdoor unit with R32 refrigerant
4 HP Mini ECOi, single-phase VRF outdoor unit with R410A refrigerant
5 HP Mini ECOi, single-phase VRF outdoor unit with R410A refrigerant
6 HP Mini ECOi, single-phase VRF outdoor unit with R410A refrigerant
4 HP Mini ECOi, three-phase VRF outdoor unit with R410A refrigerant
5 HP Mini ECOi, three-phase VRF outdoor unit with R410A refrigerant
6 HP Mini ECOi, three-phase VRF outdoor unit with R410A refrigerant
8 HP Mini ECOi, three-phase VRF outdoor unit with R410A refrigerant
10 HP Mini ECOi, three-phase VRF outdoor unit with R410A refrigerant
8 HP ECOi EX 2-pipe MZ1 Series. VRF outdoor unit with R32 refrigerant
10 HP ECOi EX 2-pipe MZ1 Series. VRF outdoor unit with R32 refrigerant
12 HP ECOi EX 2-pipe MZ1 Series. VRF outdoor unit with R32 refrigerant
8 HP ECOi EX 2-pipe ME2 Series. VRF outdoor unit with R410A refrigerant
10 HP ECOi EX 2-pipe ME2 Series. VRF outdoor unit with R410A refrigerant
12 HP ECOi EX 2-pipe ME2 Series. VRF outdoor unit with R410A refrigerant
14 HP ECOi EX 2-pipe ME2 Series. VRF outdoor unit with R410A refrigerant
16 HP ECOi EX 2-pipe ME2 Series. VRF outdoor unit with R410A refrigerant
18 HP ECOi EX 2-pipe ME2 Series. VRF outdoor unit with R410A refrigerant
20 HP ECOi EX 2-pipe ME2 Series. VRF outdoor unit with R410A refrigerant
8 HP ECOi EX 3-pipe MF4 Series. VRF outdoor unit with R32 refrigerant
10 HP ECOi EX 3-pipe MF4 Series. VRF outdoor unit with R32 refrigerant
12 HP ECOi EX 3-pipe MF4 Series. VRF outdoor unit with R32 refrigerant
8 HP ECOi EX 3-pipe MF3 Series. VRF outdoor unit with R410A refrigerant
10 HP ECOi EX 3-pipe MF3 Series. VRF outdoor unit with R410A refrigerant
12 HP ECOi EX 3-pipe MF3 Series. VRF outdoor unit with R410A refrigerant
14 HP ECOi EX 3-pipe MF3 Series. VRF outdoor unit with R410A refrigerant
16 HP ECOi EX 3-pipe MF3 Series. VRF outdoor unit with R410A refrigerant
2,2 kW U2 type 4 way 90x90 cassette · R32/R410A
2,8 kW U2 type 4 way 90x90 cassette · R32/R410A
3,6 kW U2 type 4 way 90x90 cassette · R32/R410A
4,5 kW U2 type 4 way 90x90 cassette · R32/R410A
5,6 kW U2 type 4 way 90x90 cassette · R32/R410A
6,0 kW U2 type 4 way 90x90 cassette · R32/R410A
7,3 kW U2 type 4 way 90x90 cassette · R32/R410A
9,0 kW U2 type 4 way 90x90 cassette · R32/R410A
11,2 kW U2 type 4 way 90x90 cassette · R32/R410A
14,0 kW U2 type 4 way 90x90 cassette · R32/R410A
16,0 kW U2 type 4 way 90x90 cassette · R32/R410A
1,5 kW Y3 type 4 way 60x60 cassette· R32/R410A
2,2 kW Y3 type 4 way 60x60 cassette· R32/R410A
2,8 kW Y3 type 4 way 60x60 cassette· R32/R410A
3,6 kW Y3 type 4 way 60x60 cassette· R32/R410A
4,5 kW Y3 type 4 way 60x60 cassette· R32/R410A
5,6 kW Y3 type 4 way 60x60 cassette· R32/R410A
2,2 kW L1 type 2 way cassette · R410A
2,8 kW L1 type 2 way cassette · R410A
3,6 kW L1 type 2 way cassette · R410A
4,5 kW L1 type 2 way cassette · R410A
5,6 kW L1 type 2 way cassette · R410A
7,3 kW L1 type 2 way cassette · R410A
Panel for L1 type 2 way cassettes S-22L1 to S-56L1
Panel for L1 type 2 way cassette S-73L1
2,8 kW D1 type 1 way cassette · R410A
3,6 kW D1 type 1 way cassette · R410A
4,5 kW D1 type 1 way cassette · R410A
5,6 kW D1 type 1 way cassette · R410A
7,3 kW D1 type 1 way cassette · R410A
Panel for D1 type 1 way cassettes
1,5 kW F3 type adaptive duct · R32/R410A
2,2 kW F3 type adaptive duct · R32/R410A
2,8 kW F3 type adaptive duct · R32/R410A
3,6 kW F3 type adaptive duct · R32/R410A
4,5 kW F3 type adaptive duct · R32/R410A
5,6 kW F3 type adaptive duct · R32/R410A
6,0 kW F3 type adaptive duct · R32/R410A
7,3 kW F3 type adaptive duct · R32/R410A
9,0 kW F3 type adaptive duct · R32/R410A
11,2 kW F3 type adaptive duct · R32/R410A
14,0 kW F3 type adaptive duct · R32/R410A
16,0 kW F3 type adaptive duct · R32/R410A
1,0 kW M2 type slim variable static pressure duct · R32/R410A
1,5 kW M2 type slim variable static pressure duct · R32/R410A
2,2 kW M2 type slim variable static pressure duct · R32/R410A
2,8 kW M2 type slim variable static pressure duct · R32/R410A
3,6 kW M2 type slim variable static pressure duct · R32/R410A
4,5 kW M2 type slim variable static pressure duct · R32/R410A
5,6 kW M2 type slim variable static pressure duct · R32/R410A
22,4 kW E2 type high static pressure duct · R410A
28,0 kW E2 type high static pressure duct · R410A
1,5 kW K3 type wall‑mounted · R32/R410A
2,2 kW K3 type wall‑mounted · R32/R410A
2,8 kW K3 type wall‑mounted · R32/R410A
3,6 kW K3 type wall‑mounted · R32/R410A
4,5 kW K3 type wall‑mounted · R32/R410A
5,6 kW K3 type wall‑mounted · R32/R410A
7,3 kW K3 type wall‑mounted · R32/R410A
10,6 kW K3 type wall‑mounted· R32/R410A
3,6 kW T2 type ceiling · R410A
4,5 kW T2 type ceiling · R410A
5,6 kW T2 type ceiling · R410A
7,3 kW T2 type ceiling · R410A
10,6 kW T2 type ceiling · R410A
14,0 kW T2 type ceiling · R410A
2,2 kW G1 type floor console · R410A
2,8 kW G1 type floor console · R410A
3,6 kW G1 type floor console · R410A
4,5 kW G1 type floor console · R410A
5,6 kW G1 type floor console · R410A
2,2 kW P2 type floor standing · R32/R410A
2,8 kW P2 type floor standing · R32/R410A
3,6 kW P2 type floor standing · R32/R410A
4,5 kW P2 type floor standing · R32/R410A
5,6 kW P2 type floor standing · R32/R410A
7,1 kW P2 type floor standing · R32/R410A
2,2 kW R2 type concealed floor standing · R32/R410A
2,8 kW R2 type concealed floor standing · R32/R410A
3,6 kW R2 type concealed floor standing · R32/R410A
4,5 kW R2 type concealed floor standing · R32/R410A
5,6 kW R2 type concealed floor standing · R32/R410A
7,1 kW R2 type concealed floor standing · R32/R410A
8,0 kW hydrokit. Compatible with 3-pipe ECOi EX MF3 Series
12,5 kW hydrokit. Compatible with 3-pipe ECOi EX MF3 Series
Water heat exchanger for chilled and hot water production, 25 kW capacity with A-class water pump. Compatible with 2-pipe ECOi EX ME2 Series
Water heat exchanger for chilled and hot water production, 25 kW capacity without water pump. Compatible with 2-pipe ECOi EX ME2 Series
Water heat exchanger for chilled and hot water production, 50 kW capacity with A-class water pump. Compatible with 2-pipe ECOi EX ME2 Series
Water heat exchanger for chilled and hot water production, 50 kW capacity without water pump. Compatible with 2-pipe ECOi EX ME2 Series
HRPT Series size 40. Energy recovery ventilation with DX coil. High efficiency heat exchanger type
HRPT Series size 40. Energy recovery ventilation with DX coil. Sensible heat exchanger type
HRPT Series size 80. Energy recovery ventilation with DX coil. High efficiency heat exchanger type
HRPT Series size 80. Energy recovery ventilation with DX coil. Sensible heat exchanger type
HRPT Series size 120. Energy recovery ventilation with DX coil. High efficiency heat exchanger type
HRPT Series size 120. Energy recovery ventilation with DX coil. Sensible heat exchanger type
HRPT Series size 160. Energy recovery ventilation with DX coil. High efficiency heat exchanger type
HRPT Series size 160. Energy recovery ventilation with DX coil. Sensible heat exchanger type
HRPT Series size 200. Energy recovery ventilation with DX coil. High efficiency heat exchanger type
HRPT Series size 200. Energy recovery ventilation with DX coil. Sensible heat exchanger type
T-joint for 2-pipe MZ1/ME2 outdoor units (up to 68,0 kW)
T-joint for 2-pipe MZ1/ME2 outdoor units (from 68,0 to 168,0 kW)
Branch pipe for 2-Pipe MZ1/ME2 and Mini ECOi INTERIOR units (up to 22,4 kW)
Branch pipe for 2-Pipe MZ1/ME2 and Mini ECOi INTERIOR units (From 22,4 to 68,0 kW)
Branch pipe for 2-Pipe MZ1/ME2 and Mini ECOi INTERIOR units (From 68,0 to 168,0 kW)
T-joint for 3-pipe MF4/MF3 outdoor units (up to 68,0 kW)
T-joint for 3-pipe MF4/MF3 outdoor units (from 68,0 kW to 135,0 kW)
Branch pipe for 3-pipe MF4/MF3 INTERIOR units (up to 22,4 kW)
Branch pipe for 3-pipe MF4/MF3 INTERIOR units (From 22,4 to 68,0 kW)
Branch pipe for 3-pipe MF4/MF3 INTERIOR units (from 68,0 kW to 135,0 kW)
Header pipe for 2-pipe MZ1/ME2 outdoor units
Header pipe for 3-pipe MF4/MF3 INTERIOR units
R32 refrigerant leak detector for 4 way 90x90 cassettes, 4 way 60x60 cassettes, and wall‑mounted units
R32 refrigerant leak alarm for adaptive duct, slim duct, floor standing and concealed floor standing
2-pipe safety valve kit
External 16 V power supply box
Single-port heat recovery box with safety vale kit. Compatible with 3-pipe ECOi EX MF4 Series
Single-port heat recovery box. Compatible with 3-pipe ECOi EX MF4 Series
R32 Pump down system for one 2-pipe Mini ECOi outdoor units
3-pipe control Solenoid valve kit (up to 5,6 kW). CZ-P56HR3 + CZ-CAPE2. Compatible with 3-pipe ECOi EX MF3 Series
3-pipe control Solenoid valve kit (from 5,6 to 16,0 kW). CZ-P160HR3 + CZ-CAPE2. Compatible with 3-pipe ECOi EX MF3 Series
Solenoid valve kit (up to 5,6 kW). Compatible with 3-pipe ECOi EX MF3 Series
Solenoid valve kit (from 5,6 to 16,0 kW). Compatible with 3-pipe ECOi EX MF3 Series
3-Pipe control PCB
3-Pipe control PCB for wall‑mounted
4-ports 3-pipe box (up to 5,6 kW per port)
6-ports 3-pipe box (up to 5,6 kW per port)
8-ports 3-pipe box (up to 5,6 kW per port)
4-ports 3-pipe box (up to 16,0 kW per port)
R410A Pump down system for 2-pipe, single VRF outdoor unit
R410A Pump down system for 2-pipe, two VRF outdoor unit
R410A Pump down system for 2-pipe, three VRF outdoor units.
R410A Pump down system for 3-pipe, single VRF outdoor unit
R410A Pump down system for 3-pipe, two VRF outdoor unit
R410A Pump down system for 3-pipe, three VRF outdoor units.
Econavi energy saving sensor
Remote temperature sensor
Rap valve kit
Wall-mounted external valve for model sizes 15 to 73
Wall-mounted external valve for model size 106
Replacement kit for R-22.
Stacking kit for vertical installation of up to three water heat exchangers (4 pieces per kit)
AHU connection kit MAH4M for ECOi 2-Pipe Series
AHU connection kit sensor pack 1 (2 pcs of SENSOR PT1000 HT IP67 -50/250 CABLE 6 m PCK)
EEV pack 1: includes one expansion valve (≤ 16,0 kW (R410A / R32) , one unipolar stator, and two bidirectional filters
EEV pack 2: includes one expansion valve (≤ 33,0 kW (R410A / R32) , one unipolar stator, and two bidirectional filters
EEV pack 3: includes one expansion valve (≤ 45,0 kW (R410A / R32) , one unipolar stator, and two bidirectional filters
EEV pack 4: includes one expansion valve (≤ 61,5 kW (R410A / R32) , one unipolar stator, and two bidirectional filters
EEV pack 5: includes one expansion valve (≤ 96,0 kW (R410A / R32) , one unipolar stator, and two bidirectional filters
Remote control pack (1 pc of PGNE 132 x 64 mm, mounting panel and 1 pc of cable L= 1,5 m, telephone connectors)
5 HP AHU connection kit MAH3M for 3-Pipe ECOi EX MF3 Series · R410A
10 HP AHU connection kit MAH3M for 3-Pipe ECOi EX MF3 Series · R410A
2 HP CO2 condensing units - CR Series, MT (4,0 kW) / LT (2,0 kW) type, standard outdoor unit
4 HP CO2 condensing units - CR Series, MT (7,5 kW) type, standard outdoor unit
4 HP CO2 condensing units - CR Series, MT (8,0 kW) / LT (4,0 kW) type, standard outdoor unit
10 HP CO2 condensing units - CR Series, MT (15,0 kW) type, standard outdoor unit
10 HP CO2 condensing units - CR Series, MT (16,0 kW) / LT (8,0 kW) type, standard outdoor unit
20 HP CO2 condensing units - CR Series, MT (29,0 kW) / LT (15,0 kW) type, standard outdoor unit
Panel-C + MPXPRO control, stator, probes + EEV ⅜” (9,52) ODF high pressure, size E2V03CWAC0
Panel-C + MPXPRO control, stator, probes + EEV ⅜” (9,52) ODF high pressure, size E2V05CWAC0
Panel-C + MPXPRO control, stator, probes + EEV ⅜” (9,52) ODF high pressure, size E2V09CWAC0
Panel-C + MPXPRO control, stator, probes, etc + EEV ⅜” (9,52) ODF high pressure, size E2V11CWAC0
Panel-C + MPXPRO control, stator, probes, etc + EEV ⅜” (9,52) ODF high pressure, size E2V14CWAC0
Panel-C + MPXPRO control, stator, probes, etc + EEV ⅜” (9,52) ODF high pressure, size E2V18CWAC0
Panel-C + MPXPRO control, stator, probes, etc + EEV ⅜” (9,52) ODF high pressure, size E2V24CWAC0
Panel-C + MPXPRO control, stator, probes, etc + EEV ⅜” (9,52) ODF high pressure, size E3V30CWM00
Service adaptor for vacuum and service (HP and LP port). Available for OCU‑CR Series.
Lubrication oil PZ-68S (0,5 L) for OCU‑CR and OCU‑CRC Series
Wall-mounted LED display for iCORE OCU-CRC series
Room board for EEV control connection box for iCORE OCU-CRC Series
Room board for EEV control connection kit with 4 sensors for iCORE OCU-CRC Series
Room board for EEV control connection kit with 4 sensors and EEV size E2V03CWAC0 for iCORE OCU-CRC Series
Room board for EEV control connection kit with 4 sensors and EEV size E2V05CWAC0 for iCORE OCU-CRC Series
Room board for EEV control connection kit with 4 sensors and EEV size E2V09CWAC0 for iCORE OCU-CRC Series
Room board for EEV control connection kit with 4 sensors and EEV size E2V11CWAC0 for iCORE OCU-CRC Series
Room board for EEV control connection kit with 4 sensors and EEV size E2V14CWAC0 for iCORE OCU-CRC Series
Room board for EEV control connection kit with 4 sensors and EEV size E2V18CWAC0 for iCORE OCU-CRC Series
Room board for EEV control connection kit with 4 sensors and EEV size E2V24CWAC0 for iCORE OCU-CRC Series
Room board for EEV control connection kit with 4 sensors and EEV size E3V30CWM00 for iCORE OCU-CRC Series
External CO2 receiver 24L 80 bar with insulation and housing
External CO2 receiver 24L 90 bar with insulation and housing
External CO2 receiver 24L 80 bar with insulation
External CO2 receiver 24L 90 bar with insulation
CO2 control panel
CO2 pressure release valve (PRV) 3/8” (9,52) NPT x G 1/2” (12,70) Pset= 60,0 bar for suction line
CO2 pressure release valve (PRV) 3/8” (9,52) NPT x G 1/2” (12,70) Pset= 80,0 bar for suction line or liquid receiver (selected models)
CO2 pressure release valve (PRV) 3/8” (9,52) NPT x G 1/2” (12,70) Pset= 120,0 bar for liquid receiver (only for OCU-CR200VF5A)
Sight glass, 130 bar, ¼" (6,35) ODS
Sight glass, 130 bar, ⅜” (9,52) ODS
Sight glass, 130 bar, ½” (12,70) ODS
Sight glass, 130 bar, ⅝" (15,88) - 16 mm ODS
Sight glass, 130 bar, ¾" (19,05) ODS
CO2 changeover valve, ⅜” (9,52) NPT x ⅜” (9,52) NPT
Racord ⅜” (9,52) NPT x ½” (12,70), ODS (for K65 pipe connection)
Racord, ⅜” (9,52) NPT x ¾" (19,05) ODS (to connect K65 ¾" (19,05))
Racord ⅜” (9,52) NPT x ⅜” (9,52) ODS (for K65 pipe connection)
Racord ⅜” (9,52) NPT x ⅝” (15,88) ODS (for K65 pipe connection)
CO2 service checker for commissioning, maintenance and troubleshooting
Cable and connector
Electronic expansion valve E2V03-C 3/8"
Electronic expansion valve E2V05-C 3/8"
Electronic expansion valve E2V09-C 3/8"
Electronic expansion valve E2V11-C 3/8"
Electronic expansion valve E2V14-C 3/8"
Electronic expansion valve E2V18-C 3/8"
Electronic expansion valve E2V24-C 3/8"
Electronic expansion valve E3V30-C 5/8"
iCOOL LCU Series. HFO/HFC Compressor Base, LT (2,0 kW)
iCOOL LCU Series. HFO/HFC Compressor Base, LT (2,0 kW), customized: Housing
iCOOL LCU Series. HFO/HFC Compressor Base, LT (3,0 kW)
iCOOL LCU Series. HFO/HFC Compressor Base, LT (3,0 kW), customized: Housing
iCOOL LCU Series. HFO/HFC Compressor Base, LT (5,4 kW)
iCOOL LCU Series. HFO/HFC Compressor Base, LT (5,4 kW), customized: Housing
iCOOL LCU Series. HFO/HFC Compressor Base, LT (8,7 kW)
iCOOL LCU Series. HFO/HFC Compressor Base, LT (8,7 kW), customized: Housing
iCOOL OCU Series. HFO/HFC Condensing Unit, LT (3,5 kW)
iCOOL OCU Series. HFO/HFC Condensing Unit, LT (3,5 kW), customized: Coating
iCOOL OCU Series. HFO/HFC Condensing Unit, LT (3,5 kW), customized: Coating + Heat recovery
iCOOL OCU Series. HFO/HFC Condensing Unit, LT (3,5 kW), customized: Coating + Heat recovery + High pressure fan
iCOOL OCU Series. HFO/HFC Condensing Unit, LT (3,5 kW), customized: Coating + High pressure fan
iCOOL OCU Series. HFO/HFC Condensing Unit, LT (3,5 kW), customized: Heat recovery
iCOOL OCU Series. HFO/HFC Condensing Unit, LT (3,5 kW), customized: Heat recovery + High pressure fan
iCOOL OCU Series. HFO/HFC Condensing Unit, LT (3,5 kW), customized: High pressure fan
iCOOL OCU Series. HFO/HFC Condensing Unit, LT (5,0 kW)
iCOOL OCU Series. HFO/HFC Condensing Unit, LT (5,0 kW), customized: Coating
iCOOL OCU Series. HFO/HFC Condensing Unit, LT (5,0 kW), customized: Coating + Heat recovery
iCOOL OCU Series. HFO/HFC Condensing Unit, LT (5,0 kW), customized: Coating + Heat recovery + High pressure fan
iCOOL OCU Series. HFO/HFC Condensing Unit, LT (5,0 kW), customized: Coating + High pressure fan
iCOOL OCU Series. HFO/HFC Condensing Unit, LT (5,0 kW), customized: Heat recovery
iCOOL OCU Series. HFO/HFC Condensing Unit, LT (5,0 kW), customized: Heat recovery + High pressure fan
iCOOL OCU Series. HFO/HFC Condensing Unit, LT (5,0 kW), customized: High pressure fan
iCOOL OCU Series. HFO/HFC Simple Engineering Condensing Unit, LT (1,2 kW)
iCOOL OCU Series. HFO/HFC Simple Engineering Condensing Unit, LT (2,2 kW)
iCOOL OCU Series. HFO/HFC Simple Engineering Condensing Unit, LT (2,9 kW)
iCOOL OCU Series. HFO/HFC Condensing Unit, LT (9,0 kW)
iCOOL OCU Series. HFO/HFC Condensing Unit, LT (9,0 kW), customized: Coating
iCOOL OCU Series. HFO/HFC Condensing Unit, LT (9,0 kW), customized: Coating + Heat recovery
iCOOL OCU Series. HFO/HFC Condensing Unit, LT (9,0 kW), customized: Heat recovery
iCOOL OCU Series. HFO/HFC Condensing Unit, LT (14,0 kW)
iCOOL OCU Series. HFO/HFC Condensing Unit, LT (14,0 kW), customized: Coating
iCOOL OCU Series. HFO/HFC Condensing Unit, LT (14,0 kW), customized: Coating + Heat recovery
iCOOL OCU Series. HFO/HFC Condensing Unit, LT (14,0 kW), customized: Heat recovery
iCOOL SCU Series. HFO/HFC INTERIOR Condensing Unit with High Pressure Fan, LT (9,0 kW)
iCOOL SCU Series. HFO/HFC INTERIOR Condensing Unit with High Pressure Fan, LT (9,0 kW), customized: Coating
iCOOL SCU Series. HFO/HFC INTERIOR Condensing Unit with High Pressure Fan, LT (9,0 kW), customized: Coating + Heat recovery
iCOOL SCU Series. HFO/HFC INTERIOR Condensing Unit with High Pressure Fan, LT (9,0 kW), customized: Heat recovery
iCOOL WCU Series. HFO/HFC Water/Glycol-Cooled Condensing Unit , LT (2,0 kW)
iCOOL WCU Series. HFO/HFC Water/Glycol-Cooled Condensing Unit , LT (2,0 kW), customized: Housing
iCOOL WCU Series. HFO/HFC Water/Glycol-Cooled Condensing Unit , LT (3,0 kW)
iCOOL WCU Series. HFO/HFC Water/Glycol-Cooled Condensing Unit , LT (3,0 kW), customized: Housing
iCOOL WCU Series. HFO/HFC Water/Glycol-Cooled Condensing Unit , LT (5,4 kW)
iCOOL WCU Series. HFO/HFC Water/Glycol-Cooled Condensing Unit , LT (5,4 kW), customized: Housing
iCOOL WCU Series. HFO/HFC Water/Glycol-Cooled Condensing Unit , LT (8,7 kW)
iCOOL WCU Series. HFO/HFC Water/Glycol-Cooled Condensing Unit , LT (8,7 kW), customized: Housing
iCORE OCU-CRC Series. CO2 Condensing Unit, MT (6,0 kW) / LT (3,0 kW)
iCORE OCU-CRC Series. CO2 Condensing Unit, MT (6,0 kW) / LT (3,0 kW), customized: Coating
iCORE OCU-CRC Series. CO2 Condensing Unit, MT (6,0 kW) / LT (3,0 kW), customized: Coating + High pressure fan
iCORE OCU-CRC Series. CO2 Condensing Unit, MT (6,0 kW) / LT (3,0 kW), customized: High pressure fan
iCORE OCU-CRC Series. CO2 Condensing Unit, MT (15,2 kW) / LT (7,3 kW)
iCORE OCU-CRC Series. CO2 Condensing Unit, MT (15,2 kW) / LT (7,3 kW), customized: Coating
iCORE OCU-CRC Series. CO2 Condensing Unit, MT (15,2 kW) / LT (7,3 kW), customized: Coating + Heat recovery
iCORE OCU-CRC Series. CO2 Condensing Unit, MT (15,2 kW) / LT (7,3 kW), customized: Coating + Suction PRV
iCORE OCU-CRC Series. CO2 Condensing Unit, MT (15,2 kW) / LT (7,3 kW), customized: Heat recovery
iCORE OCU-CRC Series. CO2 Condensing Unit, MT (15,2 kW) / LT (7,3 kW), customized: Suction PRV
iCORE SCU-CRC Series. CO2 INTERIOR Condensing Unit with High Pressure Fan, MT (15,2 kW) / LT (7,3 kW)
iCORE SCU-CRC Series. CO2 INTERIOR Condensing Unit with High Pressure Fan, MT (15,2 kW) / LT (7,3 kW), customized: Coating
iCORE OCU-CRC Series. CO2 Condensing Unit, MT (20,6 kW)
iCORE OCU-CRC Series. CO2 Condensing Unit, MT (20,6 kW), customized: Coating
iCOOL LCU Series. HFO/HFC Compressor Base, MT (5,1 kW)
iCOOL LCU Series. HFO/HFC Compressor Base, MT (5,1 kW), customized: Housing
iCOOL LCU Series. HFO/HFC Compressor Base, MT (7,2 kW)
iCOOL LCU Series. HFO/HFC Compressor Base, MT (7,2 kW), customized: Housing
iCOOL LCU Series. HFO/HFC Compressor Base, MT (10,0 kW)
iCOOL LCU Series. HFO/HFC Compressor Base, MT (10,0 kW), customized: Housing
iCOOL LCU Series. HFO/HFC Compressor Base, MT (16,3 kW)
iCOOL LCU Series. HFO/HFC Compressor Base, MT (16,3 kW), customized: Housing
iCOOL LCU Series. HFO/HFC Compressor Base, MT (19,6 kW)
iCOOL LCU Series. HFO/HFC Compressor Base, MT (19,6 kW), customized: Housing
iCOOL LCU Series. HFO/HFC Compressor Base, MT (27,7 kW)
iCOOL LCU Series. HFO/HFC Compressor Base, MT (27,7 kW), customized: Housing
iCOOL LCU Series. HFO/HFC Compressor Base, MT (38,0 kW)
iCOOL LCU Series. HFO/HFC Compressor Base, MT (38,0 kW), customized: Housing
iCOOL OCU Series. HFO/HFC Condensing Unit, MT (4,5 kW)
iCOOL OCU Series. HFO/HFC Condensing Unit, MT (4,5 kW), customized: Coating
iCOOL OCU Series. HFO/HFC Condensing Unit, MT (4,5 kW), customized: Coating + Heat recovery
iCOOL OCU Series. HFO/HFC Condensing Unit, MT (4,5 kW), customized: Coating + Heat recovery + High pressure fan
iCOOL OCU Series. HFO/HFC Condensing Unit, MT (4,5 kW), customized: Coating + High pressure fan
iCOOL OCU Series. HFO/HFC Condensing Unit, MT (4,5 kW), customized: Heat recovery
iCOOL OCU Series. HFO/HFC Condensing Unit, MT (4,5 kW), customized: Heat recovery + High pressure fan
iCOOL OCU Series. HFO/HFC Condensing Unit, MT (4,5 kW), customized: High pressure fan
iCOOL OCU Series. HFO/HFC Condensing Unit, MT (7,0 kW)
iCOOL OCU Series. HFO/HFC Condensing Unit, MT (7,0 kW), customized: Coating
iCOOL OCU Series. HFO/HFC Condensing Unit, MT (7,0 kW), customized: Coating + Heat recovery
iCOOL OCU Series. HFO/HFC Condensing Unit, MT (7,0 kW), customized: Coating + Heat recovery + High pressure fan
iCOOL OCU Series. HFO/HFC Condensing Unit, MT (7,0 kW), customized: Coating + High pressure fan
iCOOL OCU Series. HFO/HFC Condensing Unit, MT (7,0 kW), customized: Heat recovery
iCOOL OCU Series. HFO/HFC Condensing Unit, MT (7,0 kW), customized: Heat recovery + High pressure fan
iCOOL OCU Series. HFO/HFC Condensing Unit, MT (7,0 kW), customized: High pressure fan
iCOOL OCU Series. HFO/HFC Condensing Unit, MT (9,0 kW)
iCOOL OCU Series. HFO/HFC Condensing Unit, MT (9,0 kW), customized: Coating
iCOOL OCU Series. HFO/HFC Condensing Unit, MT (9,0 kW), customized: Coating + Heat recovery
iCOOL OCU Series. HFO/HFC Condensing Unit, MT (9,0 kW), customized: Coating + Heat recovery + High pressure fan
iCOOL OCU Series. HFO/HFC Condensing Unit, MT (9,0 kW), customized: Coating + High pressure fan
iCOOL OCU Series. HFO/HFC Condensing Unit, MT (9,0 kW), customized: Heat recovery
iCOOL OCU Series. HFO/HFC Condensing Unit, MT (9,0 kW), customized: Heat recovery + High pressure fan
iCOOL OCU Series. HFO/HFC Condensing Unit, MT (9,0 kW), customized: High pressure fan
iCOOL OCU Series. HFO/HFC Simple Engineering Condensing Unit, MT (2,5 kW)
iCOOL OCU Series. HFO/HFC Simple Engineering Condensing Unit, MT (4,5 kW)
iCOOL OCU Series. HFO/HFC Simple Engineering Condensing Unit, MT (6,5 kW)
iCOOL OCU Series. HFO/HFC Condensing Unit, MT (12,0 kW)
iCOOL OCU Series. HFO/HFC Condensing Unit, MT (12,0 kW), customized: Coating
iCOOL OCU Series. HFO/HFC Condensing Unit, MT (12,0 kW), customized: Coating + Heat recovery
iCOOL OCU Series. HFO/HFC Condensing Unit, MT (12,0 kW), customized: Coating + Heat recovery + High pressure fan
iCOOL OCU Series. HFO/HFC Condensing Unit, MT (12,0 kW), customized: Coating + High pressure fan
iCOOL OCU Series. HFO/HFC Condensing Unit, MT (12,0 kW), customized: Heat recovery
iCOOL OCU Series. HFO/HFC Condensing Unit, MT (12,0 kW), customized: Heat recovery + High pressure fan
iCOOL OCU Series. HFO/HFC Condensing Unit, MT (12,0 kW), customized: High pressure fan
iCOOL OCU Series. HFO/HFC Condensing Unit, MT (15,0 kW)
iCOOL OCU Series. HFO/HFC Condensing Unit, MT (15,0 kW), customized: Coating
iCOOL OCU Series. HFO/HFC Condensing Unit, MT (15,0 kW), customized: Coating + Heat recovery
iCOOL OCU Series. HFO/HFC Condensing Unit, MT (15,0 kW), customized: Coating + Heat recovery + High pressure fan
iCOOL OCU Series. HFO/HFC Condensing Unit, MT (15,0 kW), customized: Coating + High pressure fan
iCOOL OCU Series. HFO/HFC Condensing Unit, MT (15,0 kW), customized: Heat recovery
iCOOL OCU Series. HFO/HFC Condensing Unit, MT (15,0 kW), customized: Heat recovery + High pressure fan
iCOOL OCU Series. HFO/HFC Condensing Unit, MT (15,0 kW), customized: High pressure fan
iCOOL OCU Series. HFO/HFC Condensing Unit, MT (16,0 kW)
iCOOL OCU Series. HFO/HFC Condensing Unit, MT (16,0 kW), customized: Coating
iCOOL OCU Series. HFO/HFC Condensing Unit, MT (16,0 kW), customized: Coating + Heat recovery
iCOOL OCU Series. HFO/HFC Condensing Unit, MT (16,0 kW), customized: Heat recovery
iCOOL OCU Series. HFO/HFC Condensing Unit, MT (16,0 kW), customized: Heat recovery + Close valve on receiver + Dixell controller
iCOOL OCU Series. HFO/HFC Condensing Unit, MT (19,0 kW)
iCOOL OCU Series. HFO/HFC Condensing Unit, MT (19,0 kW), customized: Coating
iCOOL OCU Series. HFO/HFC Condensing Unit, MT (19,0 kW), customized: Coating + Heat recovery
iCOOL OCU Series. HFO/HFC Condensing Unit, MT (19,0 kW), customized: Heat recovery
iCOOL OCU Series. HFO/HFC Condensing Unit, MT (24,0 kW)
iCOOL OCU Series. HFO/HFC Condensing Unit, MT (24,0 kW), customized: Coating
iCOOL OCU Series. HFO/HFC Condensing Unit, MT (24,0 kW), customized: Coating + Heat recovery
iCOOL OCU Series. HFO/HFC Condensing Unit, MT (24,0 kW), customized: Heat recovery
iCOOL OCU Series. HFO/HFC Condensing Unit, MT (24,0 kW), customized: Heat recovery + Close valve on receiver + Dixell controller
iCOOL OCU Series. HFO/HFC Condensing Unit, MT (28,0 kW)
iCOOL OCU Series. HFO/HFC Condensing Unit, MT (28,0 kW), customized: Coating
iCOOL OCU Series. HFO/HFC Condensing Unit, MT (28,0 kW), customized: Coating + Heat recovery
iCOOL OCU Series. HFO/HFC Condensing Unit, MT (28,0 kW), customized: Heat recovery
iCOOL OCU Series. HFO/HFC Condensing Unit, MT (40,0 kW)
iCOOL OCU Series. HFO/HFC Condensing Unit, MT (40,0 kW), customized: Heat recovery
iCOOL OCU Series. HFO/HFC Condensing Unit, MT (42,0 kW)
iCOOL OCU Series. HFO/HFC Condensing Unit, MT (42,0 kW), customized: Heat recovery
iCOOL OCU Series. HFO/HFC A2L-ready Simple Engineering Condensing Unit, MT (10,0 kW)
iCOOL OCU Series. HFO/HFC A2L-ready Simple Engineering Condensing Unit, MT (10,0 kW), customized: Coating
iCOOL OCU Series. HFO/HFC A2L-ready Simple Engineering Condensing Unit, MT (10,0 kW), customized: Coating + Heat recovery
iCOOL OCU Series. HFO/HFC A2L-ready Simple Engineering Condensing Unit, MT (10,0 kW), customized: Heat recovery
iCOOL SCU Series. HFO/HFC INTERIOR Condensing Unit with High Pressure Fan, MT (16,0 kW)
iCOOL SCU Series. HFO/HFC INTERIOR Condensing Unit with High Pressure Fan, MT (16,0 kW), customized: Coating
iCOOL SCU Series. HFO/HFC INTERIOR Condensing Unit with High Pressure Fan, MT (16,0 kW), customized: Coating + Heat recovery
iCOOL SCU Series. HFO/HFC INTERIOR Condensing Unit with High Pressure Fan, MT (16,0 kW), customized: Heat recovery
iCOOL SCU Series. HFO/HFC INTERIOR Condensing Unit with High Pressure Fan, MT (19,0 kW)
iCOOL SCU Series. HFO/HFC INTERIOR Condensing Unit with High Pressure Fan, MT (19,0 kW), customized: Coating
iCOOL SCU Series. HFO/HFC INTERIOR Condensing Unit with High Pressure Fan, MT (19,0 kW), customized: Coating + Heat recovery
iCOOL SCU Series. HFO/HFC INTERIOR Condensing Unit with High Pressure Fan, MT (19,0 kW), customized: Heat recovery
iCOOL WCU Series. HFO/HFC Water/Glycol-Cooled Condensing Unit, MT (5,1 kW)
iCOOL WCU Series. HFO/HFC Water/Glycol-Cooled Condensing Unit, MT (5,1 kW), customized: Housing
iCOOL WCU Series. HFO/HFC Water/Glycol-Cooled Condensing Unit, MT (7,2 kW)
iCOOL WCU Series. HFO/HFC Water/Glycol-Cooled Condensing Unit, MT (7,2 kW), customized: Housing
iCOOL WCU Series. HFO/HFC Water/Glycol-Cooled Condensing Unit, MT (10,0 kW)
iCOOL WCU Series. HFO/HFC Water/Glycol-Cooled Condensing Unit, MT (10,0 kW), customized: Housing
iCOOL WCU Series. HFO/HFC Water/Glycol-Cooled Condensing Unit, MT (16,3 kW)
iCOOL WCU Series. HFO/HFC Water/Glycol-Cooled Condensing Unit, MT (16,3 kW), customized: Housing
iCOOL WCU Series. HFO/HFC Water/Glycol-Cooled Condensing Unit, MT (19,6 kW)
iCOOL WCU Series. HFO/HFC Water/Glycol-Cooled Condensing Unit, MT (19,6 kW), customized: Housing
iCOOL WCU Series. HFO/HFC Water/Glycol-Cooled Condensing Unit, MT (27,7 kW)
iCOOL WCU Series. HFO/HFC Water/Glycol-Cooled Condensing Unit, MT (27,7 kW), customized: Housing
iCOOL WCU Series. HFO/HFC Water/Glycol-Cooled Condensing Unit, MT (38,0 kW)
iCOOL WCU Series. HFO/HFC Water/Glycol-Cooled Condensing Unit, MT (38,0 kW), customized: Housing
Compressor oil FV68S 2,0L for iCOOL
Compressor oil FV68S 0,5L for iCOOL
Compressor oil FV32S 2,0L for iCOOL
Compressor oil FV32S 0,5L for iCOOL

## FCU
Fan Coils - Lista de precios 2026
País |  | España
Divisa |  | EUR
Validez |  | 2026-06-15 | 0
* PVPR significa Precio de Venta al Público Recomendado. Los precios no incluyen IVA. Todos los precios están sujetos a cambios o retirada sin previo aviso.
| EAN | Material | Descripción | PVPR* | REEE | Disponibilidad | Comentarios
Flex Air Smart Fan coils
Flex Air Smart Fan Coil Pared
| 5025232996193 | S-19FK1E | FCU de pared 1,9kW nanoe™X (con V3V y sin mando) | 867
| 5025232996216 | S-24FK1E | FCU de pared 2,4kW nanoe™X (con V3V y sin mando) | 893
| 5025232996230 | S-27FK1E | FCU de pared 2,7kW nanoe™X (con V3V y sin mando) | 919
| 5025232996254 | S-36FK1E | FCU de pared 3,6kW nanoe™X (con V3V y sin mando) | 1045
| 5025232996278 | S-45FK1E | FCU de pared 4,5kW nanoe™X (con V3V y sin mando) | 1276
| 5025232996292 | S-52FK1E | FCU de pared 5,2kW nanoe™X (con V3V y sin mando) | 1376
| 5025232996209 | S-19FK1E0 | FCU de pared 1,9kW nanoe™X (sin V3V y sin mando) | 762
| 5025232996223 | S-24FK1E0 | FCU de pared 2,4kW nanoe™X (sin V3V y sin mando) | 788
| 5025232996247 | S-27FK1E0 | FCU de pared 2,7kW nanoe™X (sin V3V y sin mando) | 814
| 5025232996261 | S-36FK1E0 | FCU de pared 3,6kW nanoe™X (sin V3V y sin mando) | 940
| 5025232996285 | S-45FK1E0 | FCU de pared 4,5kW nanoe™X (sin V3V y sin mando) | 1171
| 5025232996308 | S-52FK1E0 | FCU de pared 5,2kW nanoe™X (sin V3V y sin mando) | 1271
Flex Air Smart Fan Coil Pared - Control
| 5025232883554 | CZ-RWS3 | Mando inalámbrico por infrarrojos | 129
Flex Air Fan coils
Fan coils Comfort consola de suelo
Fan coils Comfort consola de suelo 2 tubos, ventilador ac y conexiones a izquierdas
| 4010869405324 | P-FC10DQ-2AA-E101 | FCU Cons. suelo Comfort, 2t, vent. AC y con. hidr. izqda (condiciones estándar 1kW a 190m3/h) | 525
| 4010869405331 | P-FC20DQ-2AA-E101 | FCU Cons. suelo Comfort, 2t, vent. AC y con. hidr. izqda (condiciones estándar 1,38kW a 196m3/h) | 550
| 4010869405355 | P-FC30DQ-2AA-E101 | FCU Cons. suelo Comfort, 2t, vent. AC y con. hidr. izqda (condiciones estándar 1,88kW a 274m3/h) | 593
| 4010869405362 | P-FC40DQ-2AA-E101 | FCU Cons. suelo Comfort, 2t, vent. AC y con. hidr. izqda (condiciones estándar 2,28kW a 357m3/h) | 699
| 4010869405379 | P-FC50DQ-2AA-E101 | FCU Cons. suelo Comfort, 2t, vent. AC y con. hidr. izqda (condiciones estándar 3,16kW a 486m3/h) | 785
| 4010869405386 | P-FC60DQ-2AA-E101 | FCU Cons. suelo Comfort, 2t, vent. AC y con. hidr. izqda (condiciones estándar 4,33kW a 640m3/h) | 857
| 4010869405393 | P-FC70DQ-2AA-E101 | FCU Cons. suelo Comfort, 2t, vent. AC y con. hidr. izqda (condiciones estándar 5,84kW a 893m3/h) | 971
Fan coils Comfort consola de suelo 2 tubos, ventilador ac y conexiones a derechas
| 4010869405416 | P-FC10DT-2AA-E101 | FCU Cons. suelo Comfort, 2t, vent. AC y con. hidr. dcha. (condiciones estándar 1kW a 190m3/h) | 535
| 4010869405430 | P-FC20DT-2AA-E101 | FCU Cons. suelo Comfort, 2t, vent. AC y con. hidr. dcha. (condiciones estándar 1,38kW a 196m3/h) | 559
| 4010869405447 | P-FC30DT-2AA-E101 | FCU Cons. suelo Comfort, 2t, vent. AC y con. hidr. dcha. (condiciones estándar 1,88kW a 274m3/h) | 602
| 4010869405454 | P-FC40DT-2AA-E101 | FCU Cons. suelo Comfort, 2t, vent. AC y con. hidr. dcha. (condiciones estándar 2,28kW a 357m3/h) | 708
| 4010869405461 | P-FC50DT-2AA-E101 | FCU Cons. suelo Comfort, 2t, vent. AC y con. hidr. dcha. (condiciones estándar 3,16kW a 486m3/h) | 794
| 4010869405478 | P-FC60DT-2AA-E101 | FCU Cons. suelo Comfort, 2t, vent. AC y con. hidr. dcha. (condiciones estándar 4,33kW a 640m3/h) | 867
| 4010869405485 | P-FC70DT-2AA-E101 | FCU Cons. suelo Comfort, 2t, vent. AC y con. hidr. dcha. (condiciones estándar 5,84kW a 893m3/h) | 980
Fan coils Comfort consola de suelo 2 tubos, ventilador ec y conexiones a izquierdas
| 4010869405508 | P-FC10DQ-2EA-E101 | FCU Cons. suelo Comfort, 2t, vent. EC y con. hidr. izqda (condiciones estándar 1kW a 190m3/h) | 742
| 4010869405515 | P-FC20DQ-2EA-E101 | FCU Cons. suelo Comfort, 2t, vent. EC y con. hidr. izqda (condiciones estándar 1,38kW a 196m3/h) | 766
| 4010869405522 | P-FC30DQ-2EA-E101 | FCU Cons. suelo Comfort, 2t, vent. EC y con. hidr. izqda (condiciones estándar 1,88kW a 274m3/h) | 809
| 4010869405539 | P-FC40DQ-2EA-E101 | FCU Cons. suelo Comfort, 2t, vent. EC y con. hidr. izqda (condiciones estándar 2,28kW a 357m3/h) | 915
| 4010869405546 | P-FC50DQ-2EA-E101 | FCU Cons. suelo Comfort, 2t, vent. EC y con. hidr. izqda (condiciones estándar 3,16kW a 486m3/h) | 1001
| 4010869405553 | P-FC60DQ-2EA-E101 | FCU Cons. suelo Comfort, 2t, vent. EC y con. hidr. izqda (condiciones estándar 4,33kW a 640m3/h) | 1075
| 4010869405560 | P-FC70DQ-2EA-E101 | FCU Cons. suelo Comfort, 2t, vent. EC y con. hidr. izqda (condiciones estándar 5,84kW a 893m3/h) | 1193
| 4010869405577 | P-FC80DQ-2EA-E101 | FCU Cons. suelo Comfort, 2t, vent. EC y con. hidr. izqda (condiciones estándar 6,12kW a 680m3/h) | 1772
Fan coils Comfort consola de suelo 2 tubos, ventilador ec y conexiones a derechas
| 4010869405584 | P-FC10DT-2EA-E101 | FCU Cons. suelo Comfort, 2t, vent. EC y con. hidr. dcha. (condiciones estándar 1kW a 190m3/h) | 751
| 4010869405591 | P-FC20DT-2EA-E101 | FCU Cons. suelo Comfort, 2t, vent. EC y con. hidr. dcha. (condiciones estándar 1,38kW a 196m3/h) | 775
| 4010869405607 | P-FC30DT-2EA-E101 | FCU Cons. suelo Comfort, 2t, vent. EC y con. hidr. dcha. (condiciones estándar 1,88kW a 274m3/h) | 818
| 4010869405614 | P-FC40DT-2EA-E101 | FCU Cons. suelo Comfort, 2t, vent. EC y con. hidr. dcha. (condiciones estándar 2,28kW a 357m3/h) | 924
| 4010869405621 | P-FC50DT-2EA-E101 | FCU Cons. suelo Comfort, 2t, vent. EC y con. hidr. dcha. (condiciones estándar 3,16kW a 486m3/h) | 1011
| 4010869405638 | P-FC60DT-2EA-E101 | FCU Cons. suelo Comfort, 2t, vent. EC y con. hidr. dcha. (condiciones estándar 4,33kW a 640m3/h) | 1084
| 4010869405645 | P-FC70DT-2EA-E101 | FCU Cons. suelo Comfort, 2t, vent. EC y con. hidr. dcha. (condiciones estándar 5,84kW a 893m3/h) | 1203
| 4010869405652 | P-FC80DT-2EA-E101 | FCU Cons. suelo Comfort, 2t, vent. EC y con. hidr. dcha. (condiciones estándar 6,12kW a 680m3/h) | 1781
Fan coils Comfort consola de suelo 4 tubos, ventilador ac y conexiones a izquierdas
| 4010869405676 | P-FC10DQ-4AA-E101 | FCU Cons. suelo Comfort, 4t, vent. AC y con. hidr. izqda (condiciones estándar 1kW a 190m3/h) | 574
| 4010869405683 | P-FC20DQ-4AA-E101 | FCU Cons. suelo Comfort, 4t, vent. AC y con. hidr. izqda (condiciones estándar 1,38kW a 196m3/h) | 583
| 4010869405690 | P-FC30DQ-4AA-E101 | FCU Cons. suelo Comfort, 4t, vent. AC y con. hidr. izqda (condiciones estándar 1,88kW a 274m3/h) | 632
| 4010869405706 | P-FC40DQ-4AA-E101 | FCU Cons. suelo Comfort, 4t, vent. AC y con. hidr. izqda (condiciones estándar 2,28kW a 357m3/h) | 747
| 4010869405713 | P-FC50DQ-4AA-E101 | FCU Cons. suelo Comfort, 4t, vent. AC y con. hidr. izqda (condiciones estándar 3,16kW a 486m3/h) | 840
| 4010869405720 | P-FC60DQ-4AA-E101 | FCU Cons. suelo Comfort, 4t, vent. AC y con. hidr. izqda (condiciones estándar 4,33kW a 640m3/h) | 920
| 4010869405737 | P-FC70DQ-4AA-E101 | FCU Cons. suelo Comfort, 4t, vent. AC y con. hidr. izqda (condiciones estándar 5,84kW a 893m3/h) | 1041
Fan coils Comfort consola de suelo 4 tubos, ventilador ac y conexiones a derechas
| 4010869405768 | P-FC10DT-4AA-E101 | FCU Cons. suelo Comfort, 4t, vent. AC y con. hidr. dcha. (condiciones estándar 1kW a 190m3/h) | 583
| 4010869405775 | P-FC20DT-4AA-E101 | FCU Cons. suelo Comfort, 4t, vent. AC y con. hidr. dcha. (condiciones estándar 1,38kW a 196m3/h) | 593
| 4010869405782 | P-FC30DT-4AA-E101 | FCU Cons. suelo Comfort, 4t, vent. AC y con. hidr. dcha. (condiciones estándar 1,88kW a 274m3/h) | 641
| 4010869405799 | P-FC40DT-4AA-E101 | FCU Cons. suelo Comfort, 4t, vent. AC y con. hidr. dcha. (condiciones estándar 2,28kW a 357m3/h) | 756
| 4010869405805 | P-FC50DT-4AA-E101 | FCU Cons. suelo Comfort, 4t, vent. AC y con. hidr. dcha. (condiciones estándar 3,16kW a 486m3/h) | 850
| 4010869405812 | P-FC60DT-4AA-E101 | FCU Cons. suelo Comfort, 4t, vent. AC y con. hidr. dcha. (condiciones estándar 4,33kW a 640m3/h) | 930
| 4010869405829 | P-FC70DT-4AA-E101 | FCU Cons. suelo Comfort, 4t, vent. AC y con. hidr. dcha. (condiciones estándar 5,84kW a 893m3/h) | 1050
Fan coils Comfort consola de suelo 4 tubos, ventilador ec y conexiones a izquierdas
| 4010869405843 | P-FC10DQ-4EA-E101 | FCU Cons. suelo Comfort, 4t, vent. EC y con. hidr. izqda (condiciones estándar 1kW a 190m3/h) | 790
| 4010869405850 | P-FC20DQ-4EA-E101 | FCU Cons. suelo Comfort, 4t, vent. EC y con. hidr. izqda (condiciones estándar 1,38kW a 196m3/h) | 800
| 4010869405867 | P-FC30DQ-4EA-E101 | FCU Cons. suelo Comfort, 4t, vent. EC y con. hidr. izqda (condiciones estándar 1,88kW a 274m3/h) | 848
| 4010869405874 | P-FC40DQ-4EA-E101 | FCU Cons. suelo Comfort, 4t, vent. EC y con. hidr. izqda (condiciones estándar 2,28kW a 357m3/h) | 963
| 4010869405881 | P-FC50DQ-4EA-E101 | FCU Cons. suelo Comfort, 4t, vent. EC y con. hidr. izqda (condiciones estándar 3,16kW a 486m3/h) | 1057
| 4010869405898 | P-FC60DQ-4EA-E101 | FCU Cons. suelo Comfort, 4t, vent. EC y con. hidr. izqda (condiciones estándar 4,33kW a 640m3/h) | 1138
| 4010869405904 | P-FC70DQ-4EA-E101 | FCU Cons. suelo Comfort, 4t, vent. EC y con. hidr. izqda (condiciones estándar 5,84kW a 893m3/h) | 1264
| 4010869405911 | P-FC80DQ-4EA-E101 | FCU Cons. suelo Comfort, 4t, vent. EC y con. hidr. izqda (condiciones estándar 6,12kW a 680m3/h) | 1875
Fan coils Comfort consola de suelo 4 tubos, ventilador ec y conexiones a derechas
| 4010869405928 | P-FC10DT-4EA-E101 | FCU Cons. suelo Comfort, 4t, vent. EC y con. hidr. dcha. (condiciones estándar 1kW a 190m3/h) | 800
| 4010869405935 | P-FC20DT-4EA-E101 | FCU Cons. suelo Comfort, 4t, vent. EC y con. hidr. dcha. (condiciones estándar 1,38kW a 196m3/h) | 809
| 4010869405942 | P-FC30DT-4EA-E101 | FCU Cons. suelo Comfort, 4t, vent. EC y con. hidr. dcha. (condiciones estándar 1,88kW a 274m3/h) | 857
| 4010869405959 | P-FC40DT-4EA-E101 | FCU Cons. suelo Comfort, 4t, vent. EC y con. hidr. dcha. (condiciones estándar 2,28kW a 357m3/h) | 973
| 4010869405966 | P-FC50DT-4EA-E101 | FCU Cons. suelo Comfort, 4t, vent. EC y con. hidr. dcha. (condiciones estándar 3,16kW a 486m3/h) | 1066
| 4010869405973 | P-FC60DT-4EA-E101 | FCU Cons. suelo Comfort, 4t, vent. EC y con. hidr. dcha. (condiciones estándar 4,33kW a 640m3/h) | 1147
| 4010869405997 | P-FC70DT-4EA-E101 | FCU Cons. suelo Comfort, 4t, vent. EC y con. hidr. dcha. (condiciones estándar 5,84kW a 893m3/h) | 1273
| 4010869406000 | P-FC80DT-4EA-E101 | FCU Cons. suelo Comfort, 4t, vent. EC y con. hidr. dcha. (condiciones estándar 6,12kW a 680m3/h) | 1884
Fan coils consola de techo Comfort
Fan coils Comfort consola de techo 2 tubos, ventilador ac y conexiones a izquierdas
| 4010869406017 | P-FC10BQ-2AA-E101 | FCU Techo Comfort, 2t, vent. AC y con. hidr. izqda (condiciones estándar 1kW a 190m3/h) | 629
| 4010869406031 | P-FC20BQ-2AA-E101 | FCU Techo Comfort, 2t, vent. AC y con. hidr. izqda (condiciones estándar 1,38kW a 196m3/h) | 654
| 4010869406048 | P-FC30BQ-2AA-E101 | FCU Techo Comfort, 2t, vent. AC y con. hidr. izqda (condiciones estándar 1,88kW a 274m3/h) | 705
| 4010869406055 | P-FC40BQ-2AA-E101 | FCU Techo Comfort, 2t, vent. AC y con. hidr. izqda (condiciones estándar 2,28kW a 357m3/h) | 835
| 4010869406079 | P-FC50BQ-2AA-E101 | FCU Techo Comfort, 2t, vent. AC y con. hidr. izqda (condiciones estándar 3,16kW a 486m3/h) | 934
| 4010869406086 | P-FC60BQ-2AA-E101 | FCU Techo Comfort, 2t, vent. AC y con. hidr. izqda (condiciones estándar 4,33kW a 640m3/h) | 1044
| 4010869406093 | P-FC70BQ-2AA-E101 | FCU Techo Comfort, 2t, vent. AC y con. hidr. izqda (condiciones estándar 5,84kW a 893m3/h) | 1169
Fan coils Comfort consola de techo 2 tubos, ventilador ac y conexiones a derechas
| 4010869406116 | P-FC10BT-2AA-E101 | FCU Techo Comfort, 2t, vent. AC y con. hidr. dcha. (condiciones estándar 1kW a 190m3/h) | 639
| 4010869406123 | P-FC20BT-2AA-E101 | FCU Techo Comfort, 2t, vent. AC y con. hidr. dcha. (condiciones estándar 1,38kW a 196m3/h) | 663
| 4010869406130 | P-FC30BT-2AA-E101 | FCU Techo Comfort, 2t, vent. AC y con. hidr. dcha. (condiciones estándar 1,88kW a 274m3/h) | 714
| 4010869406147 | P-FC40BT-2AA-E101 | FCU Techo Comfort, 2t, vent. AC y con. hidr. dcha. (condiciones estándar 2,28kW a 357m3/h) | 845
| 4010869406154 | P-FC50BT-2AA-E101 | FCU Techo Comfort, 2t, vent. AC y con. hidr. dcha. (condiciones estándar 3,16kW a 486m3/h) | 943
| 4010869406161 | P-FC60BT-2AA-E101 | FCU Techo Comfort, 2t, vent. AC y con. hidr. dcha. (condiciones estándar 4,33kW a 640m3/h) | 1054
| 4010869406178 | P-FC70BT-2AA-E101 | FCU Techo Comfort, 2t, vent. AC y con. hidr. dcha. (condiciones estándar 5,84kW a 893m3/h) | 1179
Fan coils Comfort consola de techo 2 tubos, ventilador ec y conexiones a izquierdas
| 4010869406192 | P-FC10BQ-2EA-E101 | FCU Techo Comfort, 2t, vent. EC y con. hidr. izqda (condiciones estándar 1kW a 190m3/h) | 846
| 4010869406208 | P-FC20BQ-2EA-E101 | FCU Techo Comfort, 2t, vent. EC y con. hidr. izqda (condiciones estándar 1,38kW a 196m3/h) | 870
| 4010869406215 | P-FC30BQ-2EA-E101 | FCU Techo Comfort, 2t, vent. EC y con. hidr. izqda (condiciones estándar 1,88kW a 274m3/h) | 921
| 4010869406222 | P-FC40BQ-2EA-E101 | FCU Techo Comfort, 2t, vent. EC y con. hidr. izqda (condiciones estándar 2,28kW a 357m3/h) | 1052
| 4010869406239 | P-FC50BQ-2EA-E101 | FCU Techo Comfort, 2t, vent. EC y con. hidr. izqda (condiciones estándar 3,16kW a 486m3/h) | 1150
| 4010869406246 | P-FC60BQ-2EA-E101 | FCU Techo Comfort, 2t, vent. EC y con. hidr. izqda (condiciones estándar 4,33kW a 640m3/h) | 1262
| 4010869406253 | P-FC70BQ-2EA-E101 | FCU Techo Comfort, 2t, vent. EC y con. hidr. izqda (condiciones estándar 5,84kW a 893m3/h) | 1392
| 4010869406260 | P-FC80BQ-2EA-E101 | FCU Techo Comfort, 2t, vent. EC y con. hidr. izqda (condiciones estándar 6,12kW a 680m3/h) | 1986
Fan coils Comfort consola de techo 2 tubos, ventilador ec y conexiones a derechas
| 4010869406277 | P-FC10BT-2EA-E101 | FCU Techo Comfort, 2t, vent. EC y con. hidr. dcha. (condiciones estándar 1kW a 190m3/h) | 855
| 4010869406284 | P-FC20BT-2EA-E101 | FCU Techo Comfort, 2t, vent. EC y con. hidr. dcha. (condiciones estándar 1,38kW a 196m3/h) | 879
| 4010869406291 | P-FC30BT-2EA-E101 | FCU Techo Comfort, 2t, vent. EC y con. hidr. dcha. (condiciones estándar 1,88kW a 274m3/h) | 931
| 4010869406314 | P-FC40BT-2EA-E101 | FCU Techo Comfort, 2t, vent. EC y con. hidr. dcha. (condiciones estándar 2,28kW a 357m3/h) | 1061
| 4010869406321 | P-FC50BT-2EA-E101 | FCU Techo Comfort, 2t, vent. EC y con. hidr. dcha. (condiciones estándar 3,16kW a 486m3/h) | 1160
| 4010869406338 | P-FC60BT-2EA-E101 | FCU Techo Comfort, 2t, vent. EC y con. hidr. dcha. (condiciones estándar 4,33kW a 640m3/h) | 1271
| 4010869406345 | P-FC70BT-2EA-E101 | FCU Techo Comfort, 2t, vent. EC y con. hidr. dcha. (condiciones estándar 5,84kW a 893m3/h) | 1401
| 4010869406352 | P-FC80BT-2EA-E101 | FCU Techo Comfort, 2t, vent. EC y con. hidr. dcha. (condiciones estándar 6,12kW a 680m3/h) | 1995
Fan coils Comfort consola de techo 4 tubos, ventilador ac y conexiones a izquierdas
| 4010869406369 | P-FC10BQ-4AA-E101 | FCU Techo Comfort, 4t, vent. AC y con. hidr. izqda (condiciones estándar 1kW a 190m3/h) | 678
| 4010869406376 | P-FC20BQ-4AA-E101 | FCU Techo Comfort, 4t, vent. AC y con. hidr. izqda (condiciones estándar 1,38kW a 196m3/h) | 687
| 4010869406390 | P-FC30BQ-4AA-E101 | FCU Techo Comfort, 4t, vent. AC y con. hidr. izqda (condiciones estándar 1,88kW a 274m3/h) | 744
| 4010869406406 | P-FC40BQ-4AA-E101 | FCU Techo Comfort, 4t, vent. AC y con. hidr. izqda (condiciones estándar 2,28kW a 357m3/h) | 884
| 4010869406413 | P-FC50BQ-4AA-E101 | FCU Techo Comfort, 4t, vent. AC y con. hidr. izqda (condiciones estándar 3,16kW a 486m3/h) | 990
| 4010869406420 | P-FC60BQ-4AA-E101 | FCU Techo Comfort, 4t, vent. AC y con. hidr. izqda (condiciones estándar 4,33kW a 640m3/h) | 1107
| 4010869406437 | P-FC70BQ-4AA-E101 | FCU Techo Comfort, 4t, vent. AC y con. hidr. izqda (condiciones estándar 5,84kW a 893m3/h) | 1239
Fan coils Comfort consola de techo 4 tubos, ventilador ac y conexiones a derechas
| 4010869406451 | P-FC10BT-4AA-E101 | FCU Techo Comfort, 4t, vent. AC y con. hidr. dcha. (condiciones estándar 1kW a 190m3/h) | 687
| 4010869406468 | P-FC20BT-4AA-E101 | FCU Techo Comfort, 4t, vent. AC y con. hidr. dcha. (condiciones estándar 1,38kW a 196m3/h) | 697
| 4010869406475 | P-FC30BT-4AA-E101 | FCU Techo Comfort, 4t, vent. AC y con. hidr. dcha. (condiciones estándar 1,88kW a 274m3/h) | 753
| 4010869406482 | P-FC40BT-4AA-E101 | FCU Techo Comfort, 4t, vent. AC y con. hidr. dcha. (condiciones estándar 2,28kW a 357m3/h) | 893
| 4010869406499 | P-FC50BT-4AA-E101 | FCU Techo Comfort, 4t, vent. AC y con. hidr. dcha. (condiciones estándar 3,16kW a 486m3/h) | 999
| 4010869406505 | P-FC60BT-4AA-E101 | FCU Techo Comfort, 4t, vent. AC y con. hidr. dcha. (condiciones estándar 4,33kW a 640m3/h) | 1117
| 4010869406512 | P-FC70BT-4AA-E101 | FCU Techo Comfort, 4t, vent. AC y con. hidr. dcha. (condiciones estándar 5,84kW a 893m3/h) | 1249
Fan coils Comfort consola de techo 4 tubos, ventilador ec y conexiones a izquierdas
| 4010869406536 | P-FC10BQ-4EA-E101 | FCU Techo Comfort, 4t, vent. EC y con. hidr. izqda (condiciones estándar 1kW a 190m3/h) | 894
| 4010869406543 | P-FC20BQ-4EA-E101 | FCU Techo Comfort, 4t, vent. EC y con. hidr. izqda (condiciones estándar 1,38kW a 196m3/h) | 903
| 4010869406550 | P-FC30BQ-4EA-E101 | FCU Techo Comfort, 4t, vent. EC y con. hidr. izqda (condiciones estándar 1,88kW a 274m3/h) | 960
| 4010869406567 | P-FC40BQ-4EA-E101 | FCU Techo Comfort, 4t, vent. EC y con. hidr. izqda (condiciones estándar 2,28kW a 357m3/h) | 1100
| 4010869406574 | P-FC50BQ-4EA-E101 | FCU Techo Comfort, 4t, vent. EC y con. hidr. izqda (condiciones estándar 3,16kW a 486m3/h) | 1206
| 4010869406581 | P-FC60BQ-4EA-E101 | FCU Techo Comfort, 4t, vent. EC y con. hidr. izqda (condiciones estándar 4,33kW a 640m3/h) | 1325
| 4010869406598 | P-FC70BQ-4EA-E101 | FCU Techo Comfort, 4t, vent. EC y con. hidr. izqda (condiciones estándar 5,84kW a 893m3/h) | 1462
| 4010869406604 | P-FC80BQ-4EA-E101 | FCU Techo Comfort, 4t, vent. EC y con. hidr. izqda (condiciones estándar 6,12kW a 680m3/h) | 2089
Fan coils Comfort consola de techo 4 tubos, ventilador ec y conexiones a derechas
| 4010869406611 | P-FC10BT-4EA-E101 | FCU Techo Comfort, 4t, vent. EC y con. hidr. dcha. (condiciones estándar 1kW a 190m3/h) | 903
| 4010869406635 | P-FC20BT-4EA-E101 | FCU Techo Comfort, 4t, vent. EC y con. hidr. dcha. (condiciones estándar 1,38kW a 196m3/h) | 913
| 4010869406642 | P-FC30BT-4EA-E101 | FCU Techo Comfort, 4t, vent. EC y con. hidr. dcha. (condiciones estándar 1,88kW a 274m3/h) | 970
| 4010869406659 | P-FC40BT-4EA-E101 | FCU Techo Comfort, 4t, vent. EC y con. hidr. dcha. (condiciones estándar 2,28kW a 357m3/h) | 1109
| 4010869406666 | P-FC50BT-4EA-E101 | FCU Techo Comfort, 4t, vent. EC y con. hidr. dcha. (condiciones estándar 3,16kW a 486m3/h) | 1215
| 4010869406673 | P-FC60BT-4EA-E101 | FCU Techo Comfort, 4t, vent. EC y con. hidr. dcha. (condiciones estándar 4,33kW a 640m3/h) | 1334
| 4010869406680 | P-FC70BT-4EA-E101 | FCU Techo Comfort, 4t, vent. EC y con. hidr. dcha. (condiciones estándar 5,84kW a 893m3/h) | 1472
| 4010869406697 | P-FC80BT-4EA-E101 | FCU Techo Comfort, 4t, vent. EC y con. hidr. dcha. (condiciones estándar 6,12kW a 680m3/h) | 2098
Fan coils de conducto Comfort
Fan coils Comfort de conducto 2 tubos, ventilador ac y conexiones a izquierdas
| 4010869407571 | P-FC10AQ-2AA-E101 | FCU Conductos Comfort, 2t, vent. AC y con. hidr. izqda (condiciones estándar 1kW a 190m3/h) | 474
| 4010869407588 | P-FC20AQ-2AA-E101 | FCU Conductos Comfort, 2t, vent. AC y con. hidr. izqda (condiciones estándar 1,38kW a 196m3/h) | 498
| 4010869407595 | P-FC30AQ-2AA-E101 | FCU Conductos Comfort, 2t, vent. AC y con. hidr. izqda (condiciones estándar 1,88kW a 274m3/h) | 536
| 4010869407601 | P-FC40AQ-2AA-E101 | FCU Conductos Comfort, 2t, vent. AC y con. hidr. izqda (condiciones estándar 2,28kW a 357m3/h) | 624
| 4010869407618 | P-FC50AQ-2AA-E101 | FCU Conductos Comfort, 2t, vent. AC y con. hidr. izqda (condiciones estándar 3,16kW a 486m3/h) | 698
| 4010869407625 | P-FC60AQ-2AA-E101 | FCU Conductos Comfort, 2t, vent. AC y con. hidr. izqda (condiciones estándar 4,33kW a 640m3/h) | 761
| 4010869407632 | P-FC70AQ-2AA-E101 | FCU Conductos Comfort, 2t, vent. AC y con. hidr. izqda (condiciones estándar 5,84kW a 893m3/h) | 865
Fan coils Comfort de conducto 2 tubos, ventilador ac y conexiones a derechas
| 4010869407656 | P-FC10AT-2AA-E101 | FCU Conductos Comfort, 2t, vent. AC y con. hidr. dcha. (condiciones estándar 1kW a 190m3/h) | 483
| 4010869407663 | P-FC20AT-2AA-E101 | FCU Conductos Comfort, 2t, vent. AC y con. hidr. dcha. (condiciones estándar 1,38kW a 196m3/h) | 508
| 4010869407670 | P-FC30AT-2AA-E101 | FCU Conductos Comfort, 2t, vent. AC y con. hidr. dcha. (condiciones estándar 1,88kW a 274m3/h) | 545
| 4010869407687 | P-FC40AT-2AA-E101 | FCU Conductos Comfort, 2t, vent. AC y con. hidr. dcha. (condiciones estándar 2,28kW a 357m3/h) | 634
| 4010869407724 | P-FC50AT-2AA-E101 | FCU Conductos Comfort, 2t, vent. AC y con. hidr. dcha. (condiciones estándar 3,16kW a 486m3/h) | 707
| 4010869419338 | P-FC60AT-2AA-E101 | FCU Conductos Comfort, 2t, vent. AC y con. hidr. dcha. (condiciones estándar 4,33kW a 640m3/h) | 770
| 4010869419345 | P-FC70AT-2AA-E101 | FCU Conductos Comfort, 2t, vent. AC y con. hidr. dcha. (condiciones estándar 5,84kW a 893m3/h) | 874
Fan coils Comfort de conducto 2 tubos, ventilador ec y conexiones a izquierdas
| 4010869419369 | P-FC10AQ-2EA-E101 | FCU Conductos Comfort, 2t, vent. EC y con. hidr. izqda (condiciones estándar 1kW a 190m3/h) | 690
| 4010869419376 | P-FC20AQ-2EA-E101 | FCU Conductos Comfort, 2t, vent. EC y con. hidr. izqda (condiciones estándar 1,38kW a 196m3/h) | 714
| 4010869419383 | P-FC30AQ-2EA-E101 | FCU Conductos Comfort, 2t, vent. EC y con. hidr. izqda (condiciones estándar 1,88kW a 274m3/h) | 752
| 4010869419390 | P-FC40AQ-2EA-E101 | FCU Conductos Comfort, 2t, vent. EC y con. hidr. izqda (condiciones estándar 2,28kW a 357m3/h) | 840
| 4010869419406 | P-FC50AQ-2EA-E101 | FCU Conductos Comfort, 2t, vent. EC y con. hidr. izqda (condiciones estándar 3,16kW a 486m3/h) | 914
| 4010869419413 | P-FC60AQ-2EA-E101 | FCU Conductos Comfort, 2t, vent. EC y con. hidr. izqda (condiciones estándar 4,33kW a 640m3/h) | 978
| 4010869419420 | P-FC70AQ-2EA-E101 | FCU Conductos Comfort, 2t, vent. EC y con. hidr. izqda (condiciones estándar 5,84kW a 893m3/h) | 1087
| 4010869419437 | P-FC80AQ-2EA-E101 | FCU Conductos Comfort, 2t, vent. EC y con. hidr. izqda (condiciones estándar 6,12kW a 680m3/h) | 1604
Fan coils Comfort de conducto 2 tubos, ventilador ec y conexiones a derechas
| 4010869419444 | P-FC10AT-2EA-E101 | FCU Conductos Comfort, 2t, vent. EC y con. hidr. dcha. (condiciones estándar 1kW a 190m3/h) | 700
| 4010869419451 | P-FC20AT-2EA-E101 | FCU Conductos Comfort, 2t, vent. EC y con. hidr. dcha. (condiciones estándar 1,38kW a 196m3/h) | 724
| 4010869419468 | P-FC30AT-2EA-E101 | FCU Conductos Comfort, 2t, vent. EC y con. hidr. dcha. (condiciones estándar 1,88kW a 274m3/h) | 762
| 4010869419475 | P-FC40AT-2EA-E101 | FCU Conductos Comfort, 2t, vent. EC y con. hidr. dcha. (condiciones estándar 2,28kW a 357m3/h) | 850
| 4010869419482 | P-FC50AT-2EA-E101 | FCU Conductos Comfort, 2t, vent. EC y con. hidr. dcha. (condiciones estándar 3,16kW a 486m3/h) | 923
| 4010869419499 | P-FC60AT-2EA-E101 | FCU Conductos Comfort, 2t, vent. EC y con. hidr. dcha. (condiciones estándar 4,33kW a 640m3/h) | 987
| 4010869419505 | P-FC70AT-2EA-E101 | FCU Conductos Comfort, 2t, vent. EC y con. hidr. dcha. (condiciones estándar 5,84kW a 893m3/h) | 1097
| 4010869419512 | P-FC80AT-2EA-E101 | FCU Conductos Comfort, 2t, vent. EC y con. hidr. dcha. (condiciones estándar 6,12kW a 680m3/h) | 1613
Fan coils Comfort de conducto 4 tubos, ventilador ac y conexiones a izquierdas
| 4010869419529 | P-FC10AQ-4AA-E101 | FCU Conductos Comfort, 4t, vent. AC y con. hidr. izqda (condiciones estándar 1kW a 190m3/h) | 522
| 4010869419536 | P-FC20AQ-4AA-E101 | FCU Conductos Comfort, 4t, vent. AC y con. hidr. izqda (condiciones estándar 1,38kW a 196m3/h) | 532
| 4010869419543 | P-FC30AQ-4AA-E101 | FCU Conductos Comfort, 4t, vent. AC y con. hidr. izqda (condiciones estándar 1,88kW a 274m3/h) | 575
| 4010869419550 | P-FC40AQ-4AA-E101 | FCU Conductos Comfort, 4t, vent. AC y con. hidr. izqda (condiciones estándar 2,28kW a 357m3/h) | 672
| 4010869419567 | P-FC50AQ-4AA-E101 | FCU Conductos Comfort, 4t, vent. AC y con. hidr. izqda (condiciones estándar 3,16kW a 486m3/h) | 753
| 4010869419574 | P-FC60AQ-4AA-E101 | FCU Conductos Comfort, 4t, vent. AC y con. hidr. izqda (condiciones estándar 4,33kW a 640m3/h) | 824
| 4010869419581 | P-FC70AQ-4AA-E101 | FCU Conductos Comfort, 4t, vent. AC y con. hidr. izqda (condiciones estándar 5,84kW a 893m3/h) | 935
Fan coils Comfort de conducto 4 tubos, ventilador ac y conexiones a derechas
| 4010869419604 | P-FC10AT-4AA-E101 | FCU Conductos Comfort, 4t, vent. AC y con. hidr. dcha. (condiciones estándar 1kW a 190m3/h) | 532
| 4010869419611 | P-FC20AT-4AA-E101 | FCU Conductos Comfort, 4t, vent. AC y con. hidr. dcha. (condiciones estándar 1,38kW a 196m3/h) | 541
| 4010869419628 | P-FC30AT-4AA-E101 | FCU Conductos Comfort, 4t, vent. AC y con. hidr. dcha. (condiciones estándar 1,88kW a 274m3/h) | 584
| 4010869419635 | P-FC40AT-4AA-E101 | FCU Conductos Comfort, 4t, vent. AC y con. hidr. dcha. (condiciones estándar 2,28kW a 357m3/h) | 682
| 4010869419642 | P-FC50AT-4AA-E101 | FCU Conductos Comfort, 4t, vent. AC y con. hidr. dcha. (condiciones estándar 3,16kW a 486m3/h) | 763
| 4010869419659 | P-FC60AT-4AA-E101 | FCU Conductos Comfort, 4t, vent. AC y con. hidr. dcha. (condiciones estándar 4,33kW a 640m3/h) | 833
| 4010869419666 | P-FC70AT-4AA-E101 | FCU Conductos Comfort, 4t, vent. AC y con. hidr. dcha. (condiciones estándar 5,84kW a 893m3/h) | 944
Fan coils Comfort de conducto 4 tubos, ventilador ec y conexiones a izquierdas
| 4010869419680 | P-FC10AQ-4EA-E101 | FCU Conductos Comfort, 4t, vent. EC y con. hidr. izqda (condiciones estándar 1kW a 190m3/h) | 739
| 4010869419697 | P-FC20AQ-4EA-E101 | FCU Conductos Comfort, 4t, vent. EC y con. hidr. izqda (condiciones estándar 1,38kW a 196m3/h) | 748
| 4010869419703 | P-FC30AQ-4EA-E101 | FCU Conductos Comfort, 4t, vent. EC y con. hidr. izqda (condiciones estándar 1,88kW a 274m3/h) | 791
| 4010869419710 | P-FC40AQ-4EA-E101 | FCU Conductos Comfort, 4t, vent. EC y con. hidr. izqda (condiciones estándar 2,28kW a 357m3/h) | 889
| 4010869419727 | P-FC50AQ-4EA-E101 | FCU Conductos Comfort, 4t, vent. EC y con. hidr. izqda (condiciones estándar 3,16kW a 486m3/h) | 970
| 4010869419734 | P-FC60AQ-4EA-E101 | FCU Conductos Comfort, 4t, vent. EC y con. hidr. izqda (condiciones estándar 4,33kW a 640m3/h) | 1041
| 4010869419741 | P-FC70AQ-4EA-E101 | FCU Conductos Comfort, 4t, vent. EC y con. hidr. izqda (condiciones estándar 5,84kW a 893m3/h) | 1158
| 4010869419758 | P-FC80AQ-4EA-E101 | FCU Conductos Comfort, 4t, vent. EC y con. hidr. izqda (condiciones estándar 6,12kW a 680m3/h) | 1707
Fan coils Comfort de conducto 4 tubos, ventilador ec y conexiones a derechas
| 4010869419765 | P-FC10AT-4EA-E101 | FCU Conductos Comfort, 4t, vent. EC y con. hidr. dcha. (condiciones estándar 1kW a 190m3/h) | 748
| 4010869419772 | P-FC20AT-4EA-E101 | FCU Conductos Comfort, 4t, vent. EC y con. hidr. dcha. (condiciones estándar 1,38kW a 196m3/h) | 758
| 4010869419789 | P-FC30AT-4EA-E101 | FCU Conductos Comfort, 4t, vent. EC y con. hidr. dcha. (condiciones estándar 1,88kW a 274m3/h) | 801
| 4010869419796 | P-FC40AT-4EA-E101 | FCU Conductos Comfort, 4t, vent. EC y con. hidr. dcha. (condiciones estándar 2,28kW a 357m3/h) | 898
| 4010869419802 | P-FC50AT-4EA-E101 | FCU Conductos Comfort, 4t, vent. EC y con. hidr. dcha. (condiciones estándar 3,16kW a 486m3/h) | 979
| 4010869419819 | P-FC60AT-4EA-E101 | FCU Conductos Comfort, 4t, vent. EC y con. hidr. dcha. (condiciones estándar 4,33kW a 640m3/h) | 1050
| 4010869419826 | P-FC70AT-4EA-E101 | FCU Conductos Comfort, 4t, vent. EC y con. hidr. dcha. (condiciones estándar 5,84kW a 893m3/h) | 1167
| 4010869419833 | P-FC80AT-4EA-E101 | FCU Conductos Comfort, 4t, vent. EC y con. hidr. dcha. (condiciones estándar 6,12kW a 680m3/h) | 1674
Fan coils de conducto de media presión
Fan coils media presión 2 tubos, ventiladores ec, conexiones a izquierdas y a derechas y electrónica en misma banda
| 4010869706759 | P-FD30AS-2EA-E056 | FCU Conductos media p. (cond. std. 3,66kW a 738m3/h ) 2t conexiones hidr. y elect. Izquierdas | 1271
| 4010869609197 | P-FD30AR-2EA-E00Y | FCU Conductos media p. (cond. std. 3,66kW a 738m3/h ) 2t conexiones hidr. y elect. derechas | 1271
| 4010869706803 | P-FD40AS-2EA-E07H | FCU Conductos media p. (cond. std. 4,94kW a 847m3/h ) 2t conexiones hidr. y elect. Izquierdas | 1363
| 4010869528696 | P-FD40AR-2EA-E00W | FCU Conductos media p. (cond. std. 4,94kW a 847m3/h ) 2t conexiones hidr. y elect. derechas | 1363
Fan coils media presión 2 y 4 tubos, ventiladores ec, conexiones a izquierdas y a derechas y electrónica en banda contraria
| 4010869419840 | P-FD40AQ-2EA-E101 | FCU Conductos media p. (cond. std. 4,94kW a 847m3/h ) 2t conexiones hidr. Izq. conexiones elect. der. | 1363
| 4010869419857 | P-FD40AT-2EA-E101 | FCU Conductos media p. (cond. std. 4,94kW a 847m3/h ) 2t conexiones hidr. Der. conexiones elect. izq. | 1363
| 4010869419864 | P-FD40AQ-4EA-E101 | FCU Conductos media p. (cond. std. 4,94kW a 847m3/h ) 4t conexiones hidr. Izq. conexiones elect. der. | 1458
| 4010869419871 | P-FD40AT-4EA-E101 | FCU Conductos media p. (cond. std. 4,94kW a 847m3/h ) 4t conexiones hidr. Der. conexiones elect. izq. | 1458
Fan coils de conductos de alta presión
Fan coils conducto de alta presión 2 tubos, ventilador ac y conexiones a izquierdas
| 4010869419888 | P-FH7AQ-2AA-E101 | FCU Conductos alta p. 2t, vent. AC y con. hidr. izda. (condiciones estándar 1,88kW a 274m3/h) | 1397
| 4010869419895 | P-FH15AQ-2AA-E101 | FCU Conductos alta p. 2t, vent. AC y con. hidr. izda. (condiciones estándar 2,28kW a 357m3/h) | 1745
| 4010869419901 | P-FH18AQ-2AA-E101 | FCU Conductos alta p. 2t, vent. AC y con. hidr. izda. (condiciones estándar 3,16kW a 486m3/h) | 1903
| 4010869419918 | P-FH21AQ-2AA-E101 | FCU Conductos alta p. 2t, vent. AC y con. hidr. izda. (condiciones estándar 4,33kW a 640m3/h) | 2012
| 4010869419925 | P-FH24AQ-2AA-E101 | FCU Conductos alta p. 2t, vent. AC y con. hidr. izda. (condiciones estándar 5,84kW a 893m3/h) | 2222
| 4010869419932 | P-FH27AQ-2AA-E101 | FCU Conductos alta p. 2t, vent. AC y con. hidr. izda. (condiciones estándar 6,12kW a 680m3/h) | 2367
Fan coils conducto de alta presión 2 tubos, ventilador ac y conexiones a derechas
| 4010869419949 | P-FH7AT-2AA-E101 | FCU Conductos alta p. 2t, vent. AC y con. hidr. dcha. (condiciones estándar 1,88kW a 274m3/h) | 1397
| 4010869419956 | P-FH15AT-2AA-E101 | FCU Conductos alta p. 2t, vent. AC y con. hidr. dcha. (condiciones estándar 2,28kW a 357m3/h) | 1745
| 4010869419963 | P-FH18AT-2AA-E101 | FCU Conductos alta p. 2t, vent. AC y con. hidr. dcha. (condiciones estándar 3,16kW a 486m3/h) | 1903
| 4010869419970 | P-FH21AT-2AA-E101 | FCU Conductos alta p. 2t, vent. AC y con. hidr. dcha. (condiciones estándar 4,33kW a 640m3/h) | 2012
| 4010869419987 | P-FH24AT-2AA-E101 | FCU Conductos alta p. 2t, vent. AC y con. hidr. dcha. (condiciones estándar 5,84kW a 893m3/h) | 2222
| 4010869419994 | P-FH27AT-2AA-E101 | FCU Conductos alta p. 2t, vent. AC y con. hidr. dcha. (condiciones estándar 6,12kW a 680m3/h) | 2367
Fan coils conducto de alta presión 2 tubos, ventilador ec y conexiones a izquierdas
| 4010869420006 | P-FH7AQ-2EA-E101 | FCU Conductos alta p. 2t, vent. EC y con. hidr. izda. (condiciones estándar 1,88kW a 274m3/h) | 1705
| 4010869420013 | P-FH15AQ-2EA-E101 | FCU Conductos alta p. 2t, vent. EC y con. hidr. izda. (condiciones estándar 2,28kW a 357m3/h) | 2469
| 4010869420020 | P-FH18AQ-2EA-E101 | FCU Conductos alta p. 2t, vent. EC y con. hidr. izda. (condiciones estándar 3,16kW a 486m3/h) | 2628
| 4010869420037 | P-FH21AQ-2EA-E101 | FCU Conductos alta p. 2t, vent. EC y con. hidr. izda. (condiciones estándar 4,33kW a 640m3/h) | 2737
| 4010869420044 | P-FH24AQ-2EA-E101 | FCU Conductos alta p. 2t, vent. EC y con. hidr. izda. (condiciones estándar 5,84kW a 893m3/h) | 2947
| 4010869420051 | P-FH27AQ-2EA-E101 | FCU Conductos alta p. 2t, vent. EC y con. hidr. izda. (condiciones estándar 6,12kW a 680m3/h) | 3092
Fan coils conducto de alta presión 2 tubos, ventilador ec y conexiones a derechas
| 4010869420068 | P-FH7AT-2EA-E101 | FCU Conductos alta p. 2t, vent. EC y con. hidr. dcha. (condiciones estándar 1,88kW a 274m3/h) | 1705
| 4010869420075 | P-FH15AT-2EA-E101 | FCU Conductos alta p. 2t, vent. EC y con. hidr. dcha. (condiciones estándar 2,28kW a 357m3/h) | 2469
| 4010869420082 | P-FH18AT-2EA-E101 | FCU Conductos alta p. 2t, vent. EC y con. hidr. dcha. (condiciones estándar 3,16kW a 486m3/h) | 2628
| 4010869420099 | P-FH21AT-2EA-E101 | FCU Conductos alta p. 2t, vent. EC y con. hidr. dcha. (condiciones estándar 4,33kW a 640m3/h) | 2737
| 4010869420105 | P-FH24AT-2EA-E101 | FCU Conductos alta p. 2t, vent. EC y con. hidr. dcha. (condiciones estándar 5,84kW a 893m3/h) | 2947
| 4010869420112 | P-FH27AT-2EA-E101 | FCU Conductos alta p. 2t, vent. EC y con. hidr. dcha. (condiciones estándar 6,12kW a 680m3/h) | 3092
Fan coils conducto de alta presión 4 tubos, ventilador ac y conexiones a izquierdas
| 4010869420129 | P-FH7AQ-4AA-E101 | FCU Conductos alta p. 4t, vent. AC y con. hidr. izda. (condiciones estándar 1,88kW a 274m3/h) | 1466
| 4010869420136 | P-FH15AQ-4AA-E101 | FCU Conductos alta p. 4t, vent. AC y con. hidr. izda. (condiciones estándar 2,28kW a 357m3/h) | 1865
| 4010869420143 | P-FH18AQ-4AA-E101 | FCU Conductos alta p. 4t, vent. AC y con. hidr. izda. (condiciones estándar 3,16kW a 486m3/h) | 2025
| 4010869420150 | P-FH21AQ-4AA-E101 | FCU Conductos alta p. 4t, vent. AC y con. hidr. izda. (condiciones estándar 4,33kW a 640m3/h) | 2137
| 4010869420167 | P-FH24AQ-4AA-E101 | FCU Conductos alta p. 4t, vent. AC y con. hidr. izda. (condiciones estándar 5,84kW a 893m3/h) | 2344
| 4010869420174 | P-FH27AQ-4AA-E101 | FCU Conductos alta p. 4t, vent. AC y con. hidr. izda. (condiciones estándar 6,12kW a 680m3/h) | 2496
Fan coils conducto de alta presión 4 tubos, ventilador ac y conexiones a derechas
| 4010869420181 | P-FH7AT-4AA-E101 | FCU Conductos alta p. 4t, vent. AC y con. hidr. dcha. (condiciones estándar 1,88kW a 274m3/h) | 1466
| 4010869420198 | P-FH15AT-4AA-E101 | FCU Conductos alta p. 4t, vent. AC y con. hidr. dcha. (condiciones estándar 2,28kW a 357m3/h) | 1865
| 4010869420204 | P-FH18AT-4AA-E101 | FCU Conductos alta p. 4t, vent. AC y con. hidr. dcha. (condiciones estándar 3,16kW a 486m3/h) | 2025
| 4010869420211 | P-FH21AT-4AA-E101 | FCU Conductos alta p. 4t, vent. AC y con. hidr. dcha. (condiciones estándar 4,33kW a 640m3/h) | 2137
| 4010869420228 | P-FH24AT-4AA-E101 | FCU Conductos alta p. 4t, vent. AC y con. hidr. dcha. (condiciones estándar 5,84kW a 893m3/h) | 2344
| 4010869420235 | P-FH27AT-4AA-E101 | FCU Conductos alta p. 4t, vent. AC y con. hidr. dcha. (condiciones estándar 6,12kW a 680m3/h) | 2496
Fan coils conducto de alta presión 4 tubos, ventilador ec y conexiones a izquierdas
| 4010869420242 | P-FH7AQ-4EA-E101 | FCU Conductos alta p. 4t, vent. EC y con. hidr. izda. (condiciones estándar 1,88kW a 274m3/h) | 1774
| 4010869420259 | P-FH15AQ-4EA-E101 | FCU Conductos alta p. 4t, vent. EC y con. hidr. izda. (condiciones estándar 2,28kW a 357m3/h) | 2590
| 4010869420266 | P-FH18AQ-4EA-E101 | FCU Conductos alta p. 4t, vent. EC y con. hidr. izda. (condiciones estándar 3,16kW a 486m3/h) | 2749
| 4010869420273 | P-FH21AQ-4EA-E101 | FCU Conductos alta p. 4t, vent. EC y con. hidr. izda. (condiciones estándar 4,33kW a 640m3/h) | 2862
| 4010869420280 | P-FH24AQ-4EA-E101 | FCU Conductos alta p. 4t, vent. EC y con. hidr. izda. (condiciones estándar 5,84kW a 893m3/h) | 3069
| 4010869420297 | P-FH27AQ-4EA-E101 | FCU Conductos alta p. 4t, vent. EC y con. hidr. izda. (condiciones estándar 6,12kW a 680m3/h) | 3221
Fan coils conducto de alta presión 4 tubos, ventilador ec y conexiones a derechas
| 4010869420303 | P-FH7AT-4EA-E101 | FCU Conductos alta p. 4t, vent. EC y con. hidr. dcha. (condiciones estándar 1,88kW a 274m3/h) | 1774
| 4010869420310 | P-FH15AT-4EA-E101 | FCU Conductos alta p. 4t, vent. EC y con. hidr. dcha. (condiciones estándar 2,28kW a 357m3/h) | 2590
| 4010869420327 | P-FH18AT-4EA-E101 | FCU Conductos alta p. 4t, vent. EC y con. hidr. dcha. (condiciones estándar 3,16kW a 486m3/h) | 2749
| 4010869420334 | P-FH21AT-4EA-E101 | FCU Conductos alta p. 4t, vent. EC y con. hidr. dcha. (condiciones estándar 4,33kW a 640m3/h) | 2862
| 4010869420341 | P-FH24AT-4EA-E101 | FCU Conductos alta p. 4t, vent. EC y con. hidr. dcha. (condiciones estándar 5,84kW a 893m3/h) | 3069
| 4010869420358 | P-FH27AT-4EA-E101 | FCU Conductos alta p. 4t, vent. EC y con. hidr. dcha. (condiciones estándar 6,12kW a 680m3/h) | 3221
Fan coils cassette
Fan coils cassette 2 tubos ventilador ac
| 4010869406857 | P-FQ20-2AA-E101 | FCU Cassette 2t, vent. AC (condiciones estándar 2kW a 500m3/h) | 966
| 4010869491150 | P-FQ30-2AA-E101 | FCU Cassette 2t, vent. AC (condiciones estándar 3kW a 550m3/h) | 1043
| 4010869491334 | P-FQ40-2AA-E101 | FCU Cassette 2t, vent. AC (condiciones estándar 4kW a 700m3/h) | 1096
| 4010869405225 | P-FQ50-2AA-E101 | FCU Cassette 2t, vent. AC (condiciones estándar 5kW a 800m3/h) | 1760
| 4010869405232 | P-FQ60-2AA-E101 | FCU Cassette 2t, vent. AC (condiciones estándar 6kW a 1000m3/h) | 1801
| 4010869405249 | P-FQ70-2AA-E101 | FCU Cassette 2t, vent. AC (condiciones estándar 7kW a 1150m3/h) | 1877
Fan coils cassette 2 tubos ventilador ec
| 4010869405126 | P-FQ20-2EA-E101 | FCU Cassette 2t, vent. EC (condiciones estándar 2kW a 500m3/h) | 1169
| 4010869405133 | P-FQ30-2EA-E101 | FCU Cassette 2t, vent. EC (condiciones estándar 3kW a 550m3/h) | 1252
| 4010869405140 | P-FQ40-2EA-E101 | FCU Cassette 2t, vent. EC (condiciones estándar 4kW a 700m3/h) | 1305
| 4010869405256 | P-FQ50-2EA-E101 | FCU Cassette 2t, vent. EC (condiciones estándar 5kW a 800m3/h) | 1858
| 4010869405263 | P-FQ60-2EA-E101 | FCU Cassette 2t, vent. EC (condiciones estándar 6kW a 1000m3/h) | 2092
| 4010869405270 | P-FQ70-2EA-E101 | FCU Cassette 2t, vent. EC (condiciones estándar 7kW a 1150m3/h) | 2163
Fan coils cassette 4 tubos ventilador ac
| 4010869405157 | P-FQ20-4AA-E101 | FCU Cassette 4t, vent. AC (condiciones estándar 2kW a 500m3/h) | 1084
| 4010869405164 | P-FQ30-4AA-E101 | FCU Cassette 4t, vent. AC (condiciones estándar 3kW a 550m3/h) | 1169
| 4010869405171 | P-FQ40-4AA-E101 | FCU Cassette 4t, vent. AC (condiciones estándar 4kW a 700m3/h) | 1227
| 4010869405287 | P-FQ60-4AA-E101 | FCU Cassette 4t, vent. AC (condiciones estándar 6kW a 1000m3/h) | 1956
| 4010869405294 | P-FQ70-4AA-E101 | FCU Cassette 4t, vent. AC (condiciones estándar 7kW a 1150m3/h) | 2013
Fan coils cassette 4 tubos ventilador ec
| 4010869405188 | P-FQ20-4EA-E101 | FCU Cassette 4t, vent. EC (condiciones estándar 2kW a 500m3/h) | 1280
| 4010869405195 | P-FQ30-4EA-E101 | FCU Cassette 4t, vent. EC (condiciones estándar 3kW a 550m3/h) | 1355
| 4010869405201 | P-FQ40-4EA-E101 | FCU Cassette 4t, vent. EC (condiciones estándar 4kW a 700m3/h) | 1413
| 4010869405300 | P-FQ60-4EA-E101 | FCU Cassette 4t, vent. EC (condiciones estándar 6kW a 1000m3/h) | 2255
| 4010869405317 | P-FQ70-4EA-E101 | FCU Cassette 4t, vent. EC (condiciones estándar 7kW a 1150m3/h) | 2280
Paneles
| 4010869408431 | P-3726991 | Kit difusor plástico - tamaño 20 - 40 | 234
| 4010869411158 | P-3727071 | Kit difusor plásitco - tamaño 50 - 70 | 331
| 4010869714167 | P-372949 | Kit difusor IRYS COANDA 180° - tamaño 20 - 40 | 414
| 4010869714174 | P-372951 | Kit difusor IRYS COANDA 180° - tamaño 50 - 70 | 729
Accesorios Flex Air Termostatos y mandos
| 4010869379076 | PAW-FC-907AC | Termostato remoto compatible con FCU AC 2 o 4 tubos pantalla táctil | 109
| 4010869379069 | PAW-FC-907EC | Termostato remoto compatible con FCU EC 2 o 4 tubos pantalla táctil | 259
| 4010869379083 | PAW-FC-903AC | Termostato remoto compatible con FCU AC 2 o 4 tubos | 109
| 4010869379090 | PAW-FC-903EC | Termostato remoto compatible con FCU AC 2 o 4 tubos | 259
| 4010869411882 | P-372802 | KIT P-Logic - Kit Tarjeta de Control P-Logic | 332
| 4010869411820 | P-373075 | KIT BRC - Kit de control remoto básico | 113
| 4010869408585 | P-372794 | KIT WRC - Kit Mando a distancia de pared LCD | 76
| 4010869408493 | P-372810 | KIT MB2 - Tarjeta Kit P-Logic Modbus | 55
| 4010869408509 | P-375281 | SRC - Smart Remote Control - Mini sistema de gestión de edificios (sólo con modbus RTU) | 1272
| 4010869411868 | P-367621 | KIT C/O - Kit Sensor electromecánico para cambio automático | 79
| 4010869408547 | P-356828 | KIT TRM-FA - Termostato remoto con interruptor manual verano/invierno - acción sobre la válvula de control y el ventilador | 69
| 4010869411912 | P-375610 | TCEASY 2P/4P - Regulador en kit, por cable en HMI, 2 tubos, 4 tubos, velocidad del ventilador AC | 192
| 4010869411929 | P-375611 | TCEASY 2P+C/O - Regulador en kit, por cable en HMI, 2 tubos + conmutador, velocidad del ventilador AC | 192
Accesorios Flex Air Kits de válvulas y bandejas de condensados
| 4010869412438 | P-360069 | Kit válvula de 3 vías 2T - 230V unidades pared 7 - 22 | 171
| 4010869412421 | P-360070 | Kit válvula de 2 vías 2T - 230V unidades pared 7 - 22 | 104
| 4010869412186 | P-360558 | Válvula de 2 vías 2T + Bandeja de condensados - 230V unidades alta presión 15 - 18 | 278
| 4010869412261 | P-367677 | Válvula de 3 vías 2T + Bandeja de condensados - 230V unidades alta presión 7 | 382
| 4010869412247 | P-367679 | Válvula de 3 vías 2T + Bandeja de condensados - 230V unidades alta presión 15 - 18 | 382
| 4010869412254 | P-367680 | Válvula de 3 vías 2T + Bandeja de condensados - 230V unidades alta presión 21 - 24 | 473
| 4010869412209 | P-367689 | Válvula de 2 vías 2T + Bandeja de condensados - 230V unidades alta presión 7 | 267
| 4010869412193 | P-367690 | Válvula de 2 vías 2T + Bandeja de condensados - 230V unidades alta presión 21 - 24 | 382
| 4010869412001 | P-367709 | Kit válvula de 2 vías 2T - 230V unidades media presión 10 - 30 | 82
| 4010869412070 | P-367711 | Kit válvula de 3 vías 2T - 230V unidades media presión 10 - 30 | 180
| 4010869412025 | P-367713 | Kit válvula de 2 vías 2T - 230V unidades media presión 40 | 109
| 4010869412087 | P-367715 | Kit válvula de 3 vías 2T - 230V unidades media presión 40 | 180
| 4010869412308 | P-367767 | Kit de protección de drenaje unidades alta presión 7 - 27 | 93
| 4010869408448 | P-372857 | Kit de protección de drenaje unidades cassette 20 - 40 | 76
| 4010869408561 | P-372858 | Válvula de 2 vías 2T + Bandeja de condensados - 230V unidades cassette 20 - 40 | 261
| 4010869408424 | P-372860 | Válvula de 3 vías 2T + Bandeja de condensados - 230V unidades cassette 20 - 40 | 261
| 4010869411073 | P-372862 | Válvula de 2 vías 2T + Bandeja de condensados - 230V unidades cassette 50 -70 | 261
| 4010869411097 | P-372864 | Válvula de 3 vías 2T + Bandeja de condensados - 230V unidades cassette 50 -70 | 261
| 4010869411318 | P-372894 | Kit de protección de drenaje unidades cassette 50 -70 | 76
| 4010869411745 | P-373469 | Válvula de 2 vías 2T + Bandeja de condensados - 230V unidades comfort 10 - 60 | 110
| 4010869411349 | P-373470 | Válvula de 2 vías 2T + Bandeja de condensados - 230V unidades comfort 70 - 80 | 126
| 4010869411752 | P-373473 | Válvula de 3 vías 2T + Bandeja de condensados - 230V unidades comfort 10 - 60 | 163
| 4010869411769 | P-373474 | Válvula de 3 vías 2T + Bandeja de condensados - 230V unidades comfort 70 - 80 | 186
| 4010869411561 | P-373478 | Kit de protección de desagüe (vertical y horizontal) unidades comfort 10 - 60 | 40
| 4010869411578 | P-373479 | Kit de protección de desagüe (vertical y horizontal) unidades comfort 70 - 80 | 40
| 4010869412407 | P-390180 | kit de conexión para el tubo 2T (suministrado suelto) unidades alta presión 15 - 18 | 87
| 4010869412384 | P-390182 | kit de conexión para el tubo 2T (suministrado suelto) unidades alta presión 18 - 24 | 90

## Version Update Info (hidden)
History of updates
Sheet name | Category | Main update | Date | PIC from HQ
Pricelist Feb25 | PAC/CC | PACi and Cold Chain range added | 2024-02-20 | Naoko ONIGATA
Pricelist Feb25 | PAC/CC | Missing information filled | 2024-08-25 | Naoko ONIGATA
Pricelist Sep25 | CC | Including new refrigeration range iCORE and iCOOL | 2025-09-04 | Naoko ONIGATA
Pricelist Oct25 | CC | OCU-CR SL option removed, EAN codes for the accessories updated | 2025-10-16 | Michal Wawrzenczyk
CC Oct25 | CC | OCU-CR SL option removed | 2025-10-16 | Michal Wawrzenczyk
Pricelist Oct25 | A2W/RAC | New models included and Discontinued models deleted | 2025-11-07 | Andrea Saiz
RAC Feb26 | RAC | New Pricelist with models launched in Feb 2026 | 2025-11-07 | Andrea Saiz
A2W Oct25 | A2W | Updated Pricelist | 2025-11-07 | Andrea Saiz
Pricelist Dec25 | PAC | New models included and Discontinued models deleted. | 2025-12-18 | Naoko ONIGATA
| VRF/Ventilation | The range newly included with the information aligned with FY26 Price list

## Pricelist Oct25 (hidden)
PRICE LIST 2026
Country | xxx
Currency | EUR
Validity | 01/11/2025 - withdrawal
Prices are without VAT! All prices are subject to change or withdrawal without notice! |  |  |  | Must be deleted
[13 empty] | Eco-contribution |  | Logistics data |  |  |  |  | F-Gas
Material | EAN code | Category | Type | Series | Line-up | Description | Short description | Model replaced by | Model replacing | New | Availability | RRP | WEEE | WEEE amount | Gross volume (cm3) | Gross weight (kg) | Height (cm) | Lenght (cm) | Depth (cm) | Refrigerant gas | Refrigerant amount (kg) | GWP | CO2 Eq. (T)
WH-WDG05LE5 | 5025232945603 | A2W | OUTDOOR | a) Bi | LT 1ph | Aquarea High Performance L series R290 5 kW 1ph outdoor unit | Aquarea L series 5 kW 1ph outdoor unit |  |  |  |  | 3625 | Yes | 1 | 765180 | 107 | 117 | 109 | 60 | R290 | 0.96 | 0.02 | 1.92e-05
WH-WDG07LE5 | 5025232945610 | A2W | OUTDOOR | a) Bi | LT 1ph | Aquarea High Performance L series R290 7 kW 1ph outdoor unit | Aquarea L series 7 kW 1ph outdoor unit |  |  |  |  | 4365 |  |  | 758640 | 107 | 116 | 109 | 60 | R290 | 0.96 | 0.02 | 1.92e-05
WH-WDG09LE5 | 5025232945627 | A2W | OUTDOOR | a) Bi | LT 1ph | Aquarea High Performance L series R290 9 kW 1ph outdoor unit | Aquarea L series 9 kW 1ph outdoor unit |  |  |  |  | 4704 |  |  | 758640 | 106 | 116 | 109 | 60 | R290 | 1 | 0.02 | 2e-05
WH-ADC0509L3E51 | 4010869633796 | A2W | INDOOR | d) All in one | 1ph (COMPACT) | Aquarea All-in-one hydrosplit L series 5-9 kW with 3 kW heater 1ph 120 L | Aquarea L series All-in-one 120 L 1ph |  |  | N | 2025-05-01 | 4368 |  |  | 895068 | 85 | 188 | 69 | 69 | - | - | - | -
WH-ADC0509L3E5UK1 | 4010869633802 | A2W | INDOOR | d) All in one | 1ph (UK) | Aquarea All-in-one hydrosplit L series 5-9 kW with 3 kW heater 1ph 120 L | Aquarea L series All-in-one 120 L 1ph |  |  | N | 2025-05-01 | 0 |  |  | 895068 | 85 | 188 | 69 | 69 | - | - | - | -
WH-ADC0509L3E5 | 5025232946617 | A2W | INDOOR | d) All in one | 1ph (COMPACT) | Aquarea All-in-one hydrosplit L series 5-9 kW with 3 kW heater 1ph | Aquarea L series All-in-one 1ph |  |  |  |  | 4503 |  |  | 885546 | 102 | 186 | 69 | 69 | - | - | - | -
WH-ADC0509L3E5AN | 5025232946624 | A2W | INDOOR | d) All in one | 1ph (DK) | Aquarea All-in-one hydrosplit L series 5-9 kW with 3 kW heater 1ph with electronic anode | Aquarea L series All-in-one 1ph AN |  |  |  |  | 4965 |  |  | 1039554 | 102 | 186 | 81 | 69 | - | - | - | -
WH-ADC0509L3E5B | 5025232946631 | A2W | INDOOR | d) All in one | 1ph (2 ZONE) | Aquarea All-in-one hydrosplit L series 5-9 kW with 3 kW heater 1ph with 2 zone kit | Aquarea L series All-in-one 1ph 2zone |  |  |  |  | 5854 |  |  | 890307 | 110 | 187 | 69 | 69 | - | - | - | -
WH-ADC0509L6E5 | 5025232946655 | A2W | INDOOR | d) All in one | 1ph (COMPACT) | Aquarea All-in-one hydrosplit L series 5-9 kW with 6 kW heater 1ph | Aquarea L series All-in-one 1ph |  |  |  |  | 4549 |  |  | 1073088 | 135 | 192 | 81 | 69 | - | - | - | -
WH-ADC0509L6E5AN | 5025232946662 | A2W | INDOOR | d) All in one | 1ph (DK) | Aquarea All-in-one hydrosplit L series 5-9 kW with 6 kW heater 1ph with electronic anode | Aquarea L series All-in-one 1ph AN |  |  |  |  | 5011 |  |  | 1073088 | 135 | 192 | 81 | 69 | - | - | - | -
WH-SDC0509L3E5 | 5025232951338 | A2W | INDOOR | a) Bi | LT 1ph | Aquarea High Performance Hydrobox L series 5-9 kW with 3 kW heater 1ph | Aquarea L series Bibloc 1ph |  |  |  |  | 2537 |  |  | 307188 | 40 | 106 | 63 | 46 | - | - | - | -
WH-SDC0509L6E5 | 5025232951345 | A2W | INDOOR | a) Bi | LT 1ph | Aquarea High Performance Hydrobox L series 5-9 kW with 6 kW heater 1ph | Aquarea L series Bibloc 1ph |  |  |  |  | 2563 |  |  | 307188 | 50 | 106 | 63 | 46 | - | - | - | -
WH-WDG12ME5 | 5025232984817 | A2W | OUTDOOR | a) Bi | LT 1ph | Aquarea High Performance M series R290 12 kW 1ph outdoor unit | Aquarea M series 12 kW 1ph outdoor unit |  |  | N | 2025-10-01 | 6969 |  |  | 1336200 | 160 | 170 | 131 | 60 | R290 | 1.58 | 0.02 | 3.16e-05
WH-WDG16ME5 | 5025232984831 | A2W | OUTDOOR | a) Bi | LT 1ph | Aquarea High Performance M series R290 16 kW 1ph outdoor unit | Aquarea M series 16 kW 1ph outdoor unit |  |  | N | 2025-10-01 | 7869 |  |  | 1336200 | 160 | 170 | 131 | 60 | R290 | 1.58 | 0.02 | 3.16e-05
WH-WDG09ME8 | 5025232984800 | A2W | OUTDOOR | a) Bi | LT 1ph | Aquarea High Performance M series R290 9 kW 3ph outdoor unit | Aquarea M series 9 kW 3ph outdoor unit |  |  | N | 2026-04-01 | 6222 |  |  | 758640 | 106 | 116 | 109 | 60 | R290 | 1.6 | 0.02 | 3.2e-05
WH-WDG12ME8 | 5025232984824 | A2W | OUTDOOR | a) Bi | LT 1ph | Aquarea High Performance M series R290 12 kW 3ph outdoor unit | Aquarea M series 12 kW 3ph outdoor unit |  |  | N | 2026-04-01 | 8014 |  |  | 758640 | 106 | 116 | 109 | 60 | R290 | 1.6 | 0.02 | 3.2e-05
WH-WDG16ME8 | 5025232984848 | A2W | OUTDOOR | a) Bi | LT 1ph | Aquarea High Performance M series R290 16 kW 3ph outdoor unit | Aquarea M series 16 kW 3ph outdoor unit |  |  | N | 2026-04-01 | 9050 |  |  | 758640 | 106 | 116 | 109 | 60 | R290 | 1.6 | 0.02 | 3.2e-05
WH-MDC05J3E5-1 | 5025232989416 | A2W | OUTDOOR | b) Mono | LT 1ph | Aquarea High Performance J series 5 kW 1ph Monobloc dark grey outdoor unit | Aquarea J series 5kW monobloc 1ph |  |  | N | 2026-02-01 | 0 |  |  | 667200 | 111 | 96 | 139 | 50 | R32 | 1.3 | 675 | 0.878
WH-MDC07J3E5-1 | 5025232989423 | A2W | OUTDOOR | b) Mono | LT 1ph | Aquarea High Performance J series 7 kW 1ph Monobloc dark grey outdoor unit | Aquarea J series 7kW monobloc 1ph |  |  | N | 2026-02-01 | 0 |  |  | 667200 | 116 | 96 | 139 | 50 | R32 | 1.3 | 675 | 0.878
WH-MDC09J3E5-1 | 5025232989430 | A2W | OUTDOOR | b) Mono | LT 1ph | Aquarea High Performance J series 9 kW 1ph Monobloc dark grey outdoor unit | Aquarea J series 9kW monobloc 1ph |  |  | N | 2026-02-01 | 0 |  |  | 667200 | 116 | 96 | 139 | 50 | R32 | 1.3 | 675 | 0.878
WH-WXG09ME5 | 5025232979011 | A2W | OUTDOOR | a) Bi | Tcap 1ph | Aquarea T-CAP M series R290 9 kW 1ph outdoor unit | Aquarea M series 9 kW 1ph outdoor unit |  |  |  |  | 8287 |  |  | 1338480 | 172 | 169 | 132 | 60 | R290 | 1.78 | 0.02 | 3.56e-05
WH-WXG12ME5 | 5025232979028 | A2W | OUTDOOR | a) Bi | Tcap 1ph | Aquarea T-CAP M series R290 12 kW 1ph outdoor unit | Aquarea M series 12 kW 1ph outdoor unit |  |  |  |  | 9020 |  |  | 1338480 | 172 | 169 | 132 | 60 | R290 | 1.78 | 0.02 | 3.56e-05
WH-WXG09ME8 | 5025232968701 | A2W | OUTDOOR | a) Bi | Tcap 3ph | Aquarea T-CAP M series R290 9 kW 3ph outdoor unit | Aquarea M series 9 kW 3ph outdoor unit |  |  |  |  | 8896 |  |  | 1311570 | 175 | 171 | 130 | 59 | R290 | 1.78 | 0.02 | 3.56e-05
WH-WXG12ME8 | 5025232968718 | A2W | OUTDOOR | a) Bi | Tcap 3ph | Aquarea T-CAP M series R290 12 kW 3ph outdoor unit | Aquarea M series 12 kW 3ph outdoor unit |  |  |  |  | 10347 |  |  | 1293870 | 175 | 170 | 129 | 59 | R290 | 1.78 | 0.02 | 3.56e-05
WH-WXG16ME8 | 5025232968725 | A2W | OUTDOOR | a) Bi | Tcap 3ph | Aquarea T-CAP M series R290 16 kW 3ph outdoor unit | Aquarea M series 16 kW 3ph outdoor unit |  |  |  |  | 11824 |  |  | 1338480 | 176 | 169 | 132 | 60 | R290 | 1.77 | 0.02 | 3.54e-05
WH-WXG20ME8 | 5025232968541 | A2W | OUTDOOR | c) Big A2W | Big A2w | Big Aquarea T-CAP M series R290 20 kW 3ph outdoor unit | Aquarea M series 20 kW 3ph outdoor unit |  |  |  |  | 18326 |  |  | 2017730 | 270 | 187 | 166 | 65 | R290 | 3 | 0.02 | 6e-05
WH-WXG25ME8 | 5025232968558 | A2W | OUTDOOR | c) Big A2W | Big A2w | Big Aquarea T-CAP M series R290 25 kW 3ph outdoor unit | Aquarea M series 25 kW 3ph outdoor unit |  |  |  |  | 21729 |  |  | 2017730 | 270 | 187 | 166 | 65 | R290 | 3 | 0.02 | 6e-05
WH-WXG30ME8 | 5025232968565 | A2W | OUTDOOR | c) Big A2W | Big A2w | Big Aquarea T-CAP M series R290 30 kW 3ph outdoor unit | Aquarea M series 30 kW 3ph outdoor unit |  |  |  |  | 24389 |  |  | 2017730 | 270 | 187 | 166 | 65 | R290 | 3 | 0.02 | 6e-05
WH-ADC0916M3E51 | 5025232986170 | A2W | INDOOR | d) All in one | 1ph (COMPACT) | Aquarea All-in-one hydrosplit M series 9-16 kW with 3 kW heater 1ph 120 L | Aquarea M series All-in-one 1ph |  |  | N | 2025-07-01 | 4784 |  |  | 895068 | 79 | 188 | 69 | 69 | - | - | - | -
WH-ADC0916M3E5UK1 | 5025232986170 | A2W | INDOOR | d) All in one | 1ph (UK) | Aquarea All-in-one hydrosplit M series 9-16 kW with 3 kW heater 1ph 120 L | Aquarea M series All-in-one 1ph |  |  | N | 2025-07-01 | 0 |  |  | 895068 | 79 | 188 | 69 | 69 | - | - | - | -
WH-ADC0316M9E81 | 5025232986156 | A2W | INDOOR | d) All in one | 3ph | Aquarea All-in-one hydrosplit M series 9-16 kW with 9 kW heater 3ph 120 L | Aquarea M series All-in-one 1ph |  |  | N | 2025-07-01 | 4346 |  |  | 718428 | 83 | 152 | 69 | 68.5 | - | - | - | -
WH-ADC0916M3E52 | 5025232978571 | A2W | INDOOR | d) All in one | 1ph | Aquarea All-in-one hydrosplit M series 9-16 kW with 3 kW heater 1ph 185 L | Aquarea M series All-in-one 1ph |  |  |  |  | 4931 |  |  | 895068 | 97 | 188 | 69 | 69 | - | - | - | -
WH-ADC0916M3E5AN2 | 5025232978588 | A2W | INDOOR | d) All in one | 1ph | Aquarea All-in-one hydrosplit M series 9-16 kW with 3 kW heater 1ph 185 L with electronic anode | Aquarea M series All-in-one 1ph AN |  |  |  |  | 5407 |  |  | 895068 | 97 | 188 | 69 | 69 | - | - | - | -
WH-ADC0916M6E52 | 5025232978601 | A2W | INDOOR | d) All in one | 1ph | Aquarea All-in-one hydrosplit M series 9-16 kW with 6 kW heater 1ph 185 L | Aquarea M series All-in-one 1ph |  |  |  |  | 4981 |  |  | 1073088 | 97 | 192 | 81 | 69 | - | - | - | -
WH-ADC0316M9E82 | 5025232968688 | A2W | INDOOR | d) All in one | 3ph | Aquarea All-in-one hydrosplit M series 3-16 kW with 9 kW heater 3ph 185 L | Aquarea M series All-in-one 3ph |  |  |  |  | 5119 |  |  | 895068 | 98 | 188 | 69 | 69 | - | - | - | -
WH-ADC0316M9E8AN2 | 5025232968695 | A2W | INDOOR | d) All in one | 3ph (DK) | Aquarea All-in-one hydrosplit M series 3-16 kW with 9 kW heater 3ph 185 L with electronic anode | Aquarea M series All-in-one 3ph AN |  |  |  |  | 5641 |  |  | 895068 | 98 | 188 | 69 | 69 | - | - | - | -
WH-ADC0916M3E53 | 5025232977994 | A2W | INDOOR | d) All in one | 1ph | Aquarea All-in-one hydrosplit M series 9-16 kW with 3 kW heater 1 ph 260 L | Aquarea M series All-in-one 260L 1ph |  |  |  |  | 5079 |  |  | 1013472 | 114 | 216 | 69 | 68 | - | - | - | -
WH-ADC0916M3E5AN3 | 5025232978007 | A2W | INDOOR | d) All in one | 1ph (DK) | Aquarea All-in-one hydrosplit M series 9-16 kW with 3 kW heater 1 ph 260 L with electronic anode | Aquarea M series All-in-one 260L 1ph AN |  |  |  |  | 5555 |  |  | 1073088 | 114 | 192 | 81 | 69 | - | - | - | -
WH-ADC0916M6E53 | 5025232978021 | A2W | INDOOR | d) All in one | 1ph | Aquarea All-in-one hydrosplit M series 9-16 kW with 6 kW heater 1 ph 260 L | Aquarea M series All-in-one 260L 1ph |  |  |  |  | 5130 |  |  | 1.079.224 | 114 | 228 | 69 | 69 | - | - | - | -
WH-ADC0316M9E83 | 5025232976980 | A2W | INDOOR | d) All in one | 3ph | Aquarea All-in-one hydrosplit M series 9-16 kW with 9 kW heater 3ph 260 L | Aquarea M series All-in-one 260L 3ph |  |  |  |  | 5723 |  |  | 1085508 | 114 | 228 | 69 | 69 | - | - | - | -
WH-ADC0316M9E8AN3 | 5025232976997 | A2W | INDOOR | d) All in one | 3ph (DK) | Aquarea All-in-one hydrosplit M series 9-16 kW with 9 kW heater 3ph 260 L with electronic anode | Aquarea M series All-in-one 260L 3ph AN |  |  |  |  | 6213 |  |  | 1085508 | 114 | 228 | 69 | 69 | - | - | - | -
WH-SDC0916M3E5 | 5025232984060 | A2W | INDOOR | a) Bi | LT 1ph | Aquarea Hydrobox M series 9-16 kW with 3 kW heater 1ph | Aquarea M series Bibloc 1ph |  |  |  |  | 2778 |  |  | 307188 | 35 | 106 | 63 | 46 | - | - | - | -
WH-SDC0916M6E5 | 5025232984176 | A2W | INDOOR | a) Bi | LT 1ph | Aquarea Hydrobox M series 9-16 kW with 6 kW heater 1ph | Aquarea M series Bibloc 1ph |  |  |  |  | 2806 |  |  | 307188 | 35 | 106 | 63 | 46 | - | - | - | -
WH-SDC0316M9E8 | 5025232978496 | A2W | INDOOR | a) Bi | LT 3ph | Aquarea Hydrobox M series 9-16 kW with 9 kW heater 3ph | Aquarea M series Bibloc 3ph |  |  |  |  | 2995 |  |  | 307188 | 36 | 106 | 63 | 46 | - | - | - | -
WH-CME5 | 5025232974566 | A2W | ACCESSORY | m) Accessory | Accessory | Aquarea Control Module M series 1ph | Aquarea M series Control Box 1ph |  |  |  |  | 1691 |  |  | 78080 | 10 | 20 | 64 | 61 | - | - | - | -
WH-CME8 | 5025232974573 | A2W | ACCESSORY | m) Accessory | Accessory | Aquarea Control Module M series 3ph | Aquarea M series Control Box 3ph |  |  |  |  | 1691 |  |  | 78080 | 10 | 20 | 64 | 61 | - | - | - | -
WH-CME8L | 5025232979189 | A2W | ACCESSORY | m) Accessory | Accessory | Big Aquarea Control Module M series 3ph | Big Aquarea M series Control Box 3ph |  |  |  |  | 1861 |  |  | 78080 | 10 | 20 | 64 | 61 | - | - | - | -
CZ-RTW2TAW1C | 5025232970407 | A2W | ACCESSORY | m) Accessory | Connectivity | Aquarea M series remote controller with Wifi adaptor | Aquarea remote controller | CZ-RTW2TAW2 |  |  |  | 468 |  |  | 8000 | 0.09 | 20 | 20 | 20 | - | - | - | -
CZ-RTW2-1 | 5025232979073 | A2W | ACCESSORY | m) Accessory | Connectivity | Aquarea M series remote controller for 2 zone control | Aquarea remote controller |  | CZ-RTW2 | N | 2025-06-01 | 316 |  |  | 3628.125 | 1.087 | 7.5 | 22.5 | 21.5 | - | - | - | -
WH-MXC09J3E5-1 | 5025232962297 | A2W | OUTDOOR | b) Mono | Tcap 1ph | Aquarea T-CAP J series 9 kW 1ph Monobloc outdoor unit | Aquarea J series 9kW monobloc 1ph |  | WH-MXC09J3E5 | N | 2026-04-01 | 0 |  |  | 1078000 | 155 | 154 | 140 | 50 | R32 | 1.6 | 675 | 1.08
WH-MXC12J6E5-1 | 5025232962310 | A2W | OUTDOOR | b) Mono | Tcap 1ph | Aquarea T-CAP J series 12 kW 1ph Monobloc outdoor unit | Aquarea J series 12kW monobloc 1ph |  | WH-MXC12J6E5 | N | 2025-07-01 | 0 |  |  | 1078000 | 155 | 154 | 140 | 50 | R32 | 1.6 | 675 | 1.08
WH-MXC09J3E8-1 | 5025232962303 | A2W | OUTDOOR | b) Mono | Tcap 3ph | Aquarea T-CAP J series 9 kW 3ph Monobloc outdoor unit | Aquarea J series 9kW monobloc 3ph |  | WH-MXC09J3E8 | N | 2026-04-01 | 0 |  |  | 1.085.732 | 155 | 154 | 140 | 50 | R32 | 1.6 | 675 | 1.08
WH-MXC12J9E8-1 | 5025232962327 | A2W | OUTDOOR | b) Mono | Tcap 3ph | Aquarea T-CAP J series 12 kW 3ph Monobloc outdoor unit | Aquarea J series 12kW monobloc 3ph |  | WH-MXC12J9E8 | N | 2026-04-01 | 0 |  |  | 1078000 | 155 | 154 | 140 | 50 | R32 | 1.6 | 675 | 1.08
WH-MXC16J9E8-1 | 5025232962334 | A2W | OUTDOOR | b) Mono | Tcap 3ph | Aquarea T-CAP J series 16 kW 3ph Monobloc outdoor unit | Aquarea J series 16kW monobloc 3ph |  | WH-MXC16J9E8 | N | 2026-04-01 | 0 |  |  | 1029000 | 164 | 150 | 140 | 49 | R32 | 1.8 | 675 | 1.215
WH-ADF0309K3E5M | - | A2W | INDOOR | d) All in one | 1ph (COMPACT) | Aquarea Ecoflex tank 1ph 185 L | Aquarea Ecoflex tank 1ph |  |  | N | 2026-06-01 | 5524 |  |  | 895068 | 107 | 188 | 69 | 69 | - | - | - | -
WH-ADF0309K3E5ANM | - | A2W | INDOOR | d) All in one | 1ph (COMPACT) | Aquarea Ecoflex tank 1ph 185 L with electronic anode | Aquarea Ecoflex tank 1ph |  |  | N | 2026-06-01 | 0 |  |  | - | - | - | - | - | - | - | - | -
CU-4WZ90CBE5 | 4010869635943 | RAC | OUTDOOR | i) Multi (Nordic) | Z Series | Aquarea Ecoflex 9,5 kW 1ph outdoor unit | Aquarea Ecoflex 1ph outdoor unit |  |  | N | 2026-06-01 | 0 |  |  | 593600 | 89 | 112 | 106 | 50 | R32 |  | 675 | 1.62
WH-ADF0309J3E5CM | 5025232925117 | A2W | INDOOR | e) Ecoflex | Indoor (AIO) | Aquarea Ecoflex tank 1ph 185 L | Aquarea Ecoflex tank 1ph |  |  |  |  | 5469 |  |  | 985527 | 117 | 207 | 69 | 69 | - | - | - | -
CU-2WZ71YBE5 | 5025232925124 | A2W | OUTDOOR | e) Ecoflex | Outdoor | Aquarea Ecoflex 8kW 1ph outdoor unit | Aquarea Ecoflex 1ph outdoor unit |  |  |  |  | 3883 |  |  | 593600 | 89 | 112 | 106 | 50 | R32 | 2.4 | 675 | 1.62
S-71WF3E | 5025232925131 | A2W | INDOOR | e) Ecoflex | Indoor (DUCT) | Aquarea Ecoflex duct 7,1 kW 1ph | Aquarea Ecoflex duct 1ph |  |  |  |  | 1404 |  |  | 342720 | 36 | 80 | 126 | 34 | - | - | - | -
WH-UDZ03KE5 | 5025232944446 | A2W | OUTDOOR | a) Bi | LT 1ph | Aquarea High Performance K series 3 kW 1ph outdoor unit | Aquarea K series 3 kW 1ph outdoor unit |  |  |  |  | 1836 |  |  | 274176 | 40 | 68 | 96 | 42 | R32 | 0.9 | 675 | 0.608
WH-UDZ05KE5 | 5025232943760 | A2W | OUTDOOR | a) Bi | LT 1ph | Aquarea High Performance K series 5 kW 1ph outdoor unit | Aquarea K series 5 kW 1ph outdoor unit |  |  |  |  | 2045 |  |  | 540960 | 62 | 92 | 105 | 56 | R32 | 1.3 | 675 | 0.878
WH-UDZ07KE5 | 5025232943777 | A2W | OUTDOOR | a) Bi | LT 1ph | Aquarea High Performance K series 7 kW 1ph outdoor unit | Aquarea K series 7 kW 1ph outdoor unit |  |  |  |  | 2579 |  |  | 540960 | 62 | 92 | 105 | 56 | R32 | 1.3 | 675 | 0.878
WH-UDZ09KE5 | 5025232943784 | A2W | OUTDOOR | a) Bi | LT 1ph | Aquarea High Performance K series 9 kW 1ph outdoor unit | Aquarea K series 9 kW 1ph outdoor unit |  |  |  |  | 2953 |  |  | 540960 | 62 | 92 | 105 | 56 | R32 | 1.3 | 675 | 0.878
WH-UDZ12KE5 | 5025232960293 | A2W | OUTDOOR | a) Bi | LT 1ph | Aquarea High Performance K series 12 kW 1ph outdoor unit | Aquarea K series 12 kW 1ph outdoor unit |  | WH-UD12HE5 |  |  | 4174 |  |  | 657000 | 98 | 146 | 100 | 45 | R32 | 1.6 | 675 | 1.08
WH-UDZ16KE5 | 5025232984923 | A2W | OUTDOOR | a) Bi | LT 1ph | Aquarea High Performance K series 16 kW 1ph outdoor unit | Aquarea K series 12 kW 1ph outdoor unit |  | WH-UD16HE5 | N | 2025-08-01 | 4966 |  |  | 657000 | 98 | 146 | 100 | 45 | R32 | 1.6 | 675 | 1.08
WH-UDZ09KE8 | 5025232960286 | A2W | OUTDOOR | a) Bi | LT 3ph | Aquarea High Performance K series 9 kW 3ph outdoor unit | Aquarea K series 9 kW 3ph outdoor unit |  | WH-UD09HE8 |  |  | 3773 |  |  | 657000 | 98 | 146 | 100 | 45 | R32 | 1.6 | 675 | 1.08
WH-UDZ12KE8 | 5025232960309 | A2W | OUTDOOR | a) Bi | LT 3ph | Aquarea High Performance K series 12 kW 3ph outdoor unit | Aquarea K series 12 kW 3ph outdoor unit |  | WH-UD12HE8 |  |  | 4907 |  |  | 657000 | 98 | 146 | 100 | 45 | R32 | 1.6 | 675 | 1.08
WH-UDZ16KE8 | 5025232960316 | A2W | OUTDOOR | a) Bi | LT 3ph | Aquarea High Performance K series 16 kW 3ph outdoor unit | Aquarea K series 16 kW 3ph outdoor unit |  | WH-UD16HE8 |  |  | 5849 |  |  | 657000 | 111 | 146 | 100 | 45 | R32 | 1.83 | 675 | 1.2352
WH-UXZ09KE5 | 5025232943791 | A2W | OUTDOOR | a) Bi | Tcap 1ph | Aquarea T-CAP K series 9 kW 1ph outdoor unit | Aquarea K series 9 kW 1ph outdoor unit |  | WH-UX09HE5 |  |  | 4408 |  |  | 657000 | 98 | 146 | 100 | 45 | R32 | 1.6 | 675 | 1.08
WH-UXZ12KE5 | 5025232943814 | A2W | OUTDOOR | a) Bi | Tcap 1ph | Aquarea T-CAP K series 12 kW 1ph outdoor unit | Aquarea K series 12 kW 1ph outdoor unit |  | WH-UX12HE5 |  |  | 5199 |  |  | 657000 | 98 | 146 | 100 | 45 | R32 | 1.6 | 675 | 1.08
WH-UXZ09KE8 | 5025232943807 | A2W | OUTDOOR | a) Bi | Tcap 3ph | Aquarea T-CAP K series 9 kW 3ph outdoor unit | Aquarea K series 9 kW 3ph outdoor unit |  | WH-UX09HE8 |  |  | 5509 |  |  | 657000 | 98 | 146 | 100 | 45 | R32 | 1.6 | 675 | 1.08
WH-UXZ12KE8 | 5025232943821 | A2W | OUTDOOR | a) Bi | Tcap 3ph | Aquarea T-CAP K series 12 kW 3ph outdoor unit | Aquarea K series 12 kW 3ph outdoor unit |  | WH-UX12HE8 |  |  | 5782 |  |  | 657000 | 98 | 146 | 100 | 45 | R32 | 1.6 | 675 | 1.08
WH-UXZ16KE8 | 5025232951352 | A2W | OUTDOOR | a) Bi | Tcap 3ph | Aquarea T-CAP K series 16 kW 3ph outdoor unit | Aquarea K series 16 kW 3ph outdoor unit |  | WH-UX16HE8 |  |  | 6775 |  |  | 657000 | 111 | 146 | 100 | 45 | R32 | 1.83 | 675 | 1.2352
WH-UQZ09KE8 | 5025232984954 | A2W | OUTDOOR | a) Bi | Tcap 3ph | Aquarea T-CAP Super Quiet K series 9 kW 3ph outdoor unit | Aquarea SQ K series 9 kW 3ph outdoor unit |  | WH-UQ09HE8 | N | 2026-01-01 | 0 |  |  | 1078000 | 143 | 154 | 140 | 50 | R32 | 1.6 | 675 | 1.08
WH-UQZ12KE8 | 5025232984961 | A2W | OUTDOOR | a) Bi | Tcap 3ph | Aquarea T-CAP Super Quiet K series 12 kW 3ph outdoor unit | Aquarea SQ K series 12 kW 3ph outdoor unit |  | WH-UQ12HE8 | N | 2026-01-01 | 0 |  |  | 1078000 | 143 | 154 | 140 | 50 | R32 | 1.6 | 675 | 1.08
WH-UQZ16KE8 | 5025232984978 | A2W | OUTDOOR | a) Bi | Tcap 3ph | Aquarea T-CAP Super Quiet K series 16 kW 3ph outdoor unit | Aquarea SQ K series 16 kW 3ph outdoor unit |  | WH-UQ16HE8 | N | 2026-01-01 | 0 |  |  | 1078000 | 157 | 154 | 140 | 50 | R32 | 1.6 | 675 | 1.08
WH-ADC0309K3E5 | 5025232943944 | A2W | INDOOR | d) All in one | 1ph (COMPACT) | Aquarea All-in-one K series 3-9 kW with 3 kW heater 1ph | Aquarea K series All-in-one 1ph |  |  |  |  | 4655 |  |  | 895068 | 107 | 188 | 69 | 69 | - | - | - | -
WH-ADC0309K3E5B | 5025232943951 | A2W | INDOOR | d) All in one | 1ph (2 ZONE) | Aquarea All-in-one K series 3-9 kW with 3 kW heater 1ph with 2 zone kit | Aquarea K series All-in-one 1ph 2zone |  |  |  |  | 6052 |  |  | 895068 | 107 | 188 | 69 | 69 | - | - | - | -
WH-ADC0309K3E5AN | 5025232946761 | A2W | INDOOR | d) All in one | 1ph (DK) | Aquarea All-in-one K series 3-9 kW with 3 kW heater 1ph with electronic anode | Aquarea K series All-in-one 1ph AN |  |  |  |  | 5117 |  |  | 895068 | 107 | 188 | 69 | 69 | - | - | - | -
WH-ADC0309K6E5 | 5025232943975 | A2W | INDOOR | d) All in one | 1ph (COMPACT) | Aquarea All-in-one K series 3-9 kW with 6 kW heater 1ph | Aquarea K series All-in-one 1ph |  |  |  |  | 4702 |  |  | 895068 | 107 | 188 | 69 | 69 | - | - | - | -
WH-ADC0309K6E5AN | 5025232943982 | A2W | INDOOR | d) All in one | 1ph (DK) | Aquarea All-in-one K series 3-9 kW with 6 kW heater 1ph with electronic anode | Aquarea K series All-in-one 1ph AN |  |  |  |  | 5164 |  |  | 895068 | 107 | 188 | 69 | 69 | - | - | - | -
WH-ADC0912K6E5 | 5025232943999 | A2W | INDOOR | d) All in one | 1ph (COMPACT) | Aquarea All-in-one K series 9-12 kW with 6 kW heater 1ph | Aquarea K series All-in-one 1ph |  |  |  |  | 5680 |  |  | 895068 | 108 | 188 | 69 | 69 | - | - | - | -
WH-ADC0912K6E5AN | 5025232946778 | A2W | INDOOR | d) All in one | 1ph (DK) | Aquarea All-in-one K series 9-12 kW with 6 kW heater 1ph with electronic anode | Aquarea K series All-in-one 1ph AN |  |  |  |  | 6142 |  |  | 895068 | 108 | 188 | 69 | 69 | - | - | - | -
WH-ADC16K6E5 | 5025232984879 | A2W | INDOOR | d) All in one | 1ph (COMPACT) | Aquarea All-in-one K series 16 kW with 6 kW heater 1ph | Aquarea K series All-in-one 1ph |  |  | N | 2025-08-01 | 6208 |  |  | 895068 | 108 | 188 | 69 | 69 | - | - | - | -
WH-ADC16K6E5UK | 5025232984879 | A2W | INDOOR | d) All in one | 1ph (UK) | Aquarea All-in-one K series 16 kW with 6 kW heater 1ph | Aquarea K series All-in-one 1ph |  |  | N | 2025-08-01 | 0 |  |  | 895068 | 107 | 188 | 69 | 69 | - | - | - | -
WH-ADC16K6E5AN | 5025232984893 | A2W | INDOOR | d) All in one | 1ph (DK) | Aquarea All-in-one K series 16 kW with 6 kW heater 1ph with electronic anode | Aquarea K series All-in-one 1ph AN |  |  | N | 2025-08-01 | 6670 |  |  | 895068 | 108 | 188 | 69 | 69 | - | - | - | -
WH-ADC0912K9E8 | 5025232946785 | A2W | INDOOR | d) All in one | 3ph | Aquarea All-in-one K series 9-12 kW with 9 kW heater 3ph | Aquarea K series All-in-one 3ph |  | WH-ADC0916H9E8 |  |  | 6696 |  |  | 1073088 | 109 | 192 | 81 | 69 | - | - | - | -
WH-ADC0912K9E8AN | 5025232946792 | A2W | INDOOR | d) All in one | 3ph (DK) | Aquarea All-in-one K series 9-12 kW with 9 kW heater 3ph with electronic anode | Aquarea K series All-in-one 3ph AN |  |  |  |  | 7366 |  |  | 899829 | 109 | 189 | 69 | 69 | - | - | - | -
WH-ADC16K9E8 | 5025232946808 | A2W | INDOOR | d) All in one | 3ph | Aquarea All-in-one K series 16 kW with 9 kW heater 3ph | Aquarea K series All-in-one 3ph |  | WH-ADC0916H9E8 |  |  | 7355 |  |  | 933757.75 | 110 | 199 | 68.5 | 68.5 | - | - | - | -
WH-ADC16K9E8AN | 5025232946815 | A2W | INDOOR | d) All in one | 3ph (DK) | Aquarea All-in-one K series 16 kW with 9 kW heater 3ph with electronic anode | Aquarea K series All-in-one 3ph AN |  |  |  |  | 7817 |  |  | 890307 | 110 | 187 | 69 | 69 | - | - | - | -
WH-ADC0912K6E53 | 5025232977697 | A2W | INDOOR | d) All in one | 1ph (COMPACT) | Aquarea All-in-one K series 9-12 kW with 6 kW heater 1ph 260 L | Aquarea K series All-in-one 1ph 260L |  |  |  |  | 5851 |  |  | 1085508 | 126 | 228 | 69 | 69 | - | - | - | -
WH-ADC0912K6E5AN3 | 5025232977703 | A2W | INDOOR | d) All in one | 1ph (DK) | Aquarea All-in-one K series 9-12 kW with 6 kW heater 1ph 260 L with electronic anode | Aquarea K series All-in-one 1ph 260L AN |  |  |  |  | 6313 |  |  | 895068 | 126 | 188 | 69 | 69 | - | - | - | -
WH-ADC16K6E53 | 5025232984886 | A2W | INDOOR | d) All in one | 1ph (COMPACT) | Aquarea All-in-one K series 16 kW with 6 kW heater 1ph 260 L | Aquarea K series All-in-one 1ph 260L |  |  | N | 2025-06-01 | 6395 |  |  | 1085508 | 129 | 228 | 69 | 69 | - | - | - | -
WH-ADC16K6E5UK3 | 5025232984886 | A2W | INDOOR | d) All in one | 1ph (UK) | Aquarea All-in-one K series 16 kW with 6 kW heater 1ph 260 L | Aquarea K series All-in-one 1ph 260L |  |  | N | 2025-06-01 | 0 |  |  | 895068 | 107 | 188 | 69 | 69 | - | - | - | -
WH-ADC16K6E5AN3 | 5025232984909 | A2W | INDOOR | d) All in one | 1ph (DK) | Aquarea All-in-one K series 16 kW with 6 kW heater 1ph 260 L with electronic anode | Aquarea K series All-in-one 1ph 260L AN |  |  | N | 2025-06-01 | 6857 |  |  | 895068 | 126 | 188 | 69 | 69 | - | - | - | -
WH-ADC0912K9E83 | 5025232976218 | A2W | INDOOR | d) All in one | 3ph | Aquarea All-in-one K series 9-12 kW with 9 kW heater 3ph 260 L | Aquarea K series All-in-one 3ph 260L |  |  |  |  | 8119 |  |  | 1085508 | 127 | 228 | 69 | 69 | - | - | - | -
WH-ADC0912K9E8AN3 | 5025232976225 | A2W | INDOOR | d) All in one | 3ph (DK) | Aquarea All-in-one K series 9-12 kW with 9 kW heater 3ph 260 L with electronic anode | Aquarea K series All-in-one 3ph AN 260L |  |  |  |  | 8806 |  |  | 1075986 | 127 | 226 | 69 | 69 | - | - | - | -
WH-ADC16K9E83 | 5025232976232 | A2W | INDOOR | d) All in one | 3ph | Aquarea All-in-one K series 16 kW with 9 kW heater 3ph 260 L | Aquarea K series All-in-one 3ph 260L |  |  |  |  | 7576 |  |  | 1085508 | 128 | 228 | 69 | 69 | - | - | - | -
WH-ADC16K9E8AN3 | 5025232976249 | A2W | INDOOR | d) All in one | 3ph (DK) | Aquarea All-in-one K series 16 kW with 9 kW heater 3ph 260 L with electronic anode | Aquarea K series All-in-one 3ph AN 260L |  |  |  |  | 8038 |  |  | 1073088 | 128 | 192 | 81 | 69 | - | - | - | -
WH-SDC0309K3E5 | 5025232944033 | A2W | INDOOR | a) Bi | LT 1ph | Aquarea High Performance bibloc indoor unit K series 3-9 kW with 3 kW heater 1ph | Aquarea K series Bibloc 1ph |  |  |  |  | 3335 |  |  | 307188 | 48 | 106 | 63 | 46 | - | - | - | -
WH-SDC0309K6E5 | 5025232944040 | A2W | INDOOR | a) Bi | LT 1ph | Aquarea High Performance bibloc indoor unit K series 3-9 kW with 6 kW heater 1ph | Aquarea K series Bibloc 1ph |  |  |  |  | 3369 |  |  | 307188 | 48 | 106 | 63 | 46 | - | - | - | -
WH-SDC12K6E5 | 5025232960255 | A2W | INDOOR | a) Bi | LT 1ph | Aquarea High Performance bibloc indoor unit K series 12 kW with 6 kW heater 1ph | Aquarea K series Bibloc 1ph |  | WH-SDC12H6E5 |  |  | 3980 |  |  | 307188 | 45 | 106 | 63 | 46 | - | - | - | -
WH-SDC16K6E5 | 5025232984916 | A2W | INDOOR | a) Bi | LT 1ph | Aquarea High Performance bibloc indoor unit K series 16 kW with 6 kW heater 1ph | Aquarea K series Bibloc 1ph |  | WH-SDC16H6E5 | N | 2025-08-01 | 4354 |  |  | 307188 | 46 | 106 | 63 | 46 | - | - | - | -
WH-SDC09K3E8 | 5025232960231 | A2W | INDOOR | a) Bi | LT 3ph | Aquarea High Performance bibloc indoor unit K series 9 kW with 3 kW heater 3ph | Aquarea K series Bibloc 3ph |  | WH-SDC09H3E8 |  |  | 3700 |  |  | 307188 | 45 | 106 | 63 | 46 | - | - | - | -
WH-SDC09K9E8 | 5025232960248 | A2W | INDOOR | a) Bi | LT 3ph | Aquarea High Performance bibloc indoor unit K series 9 kW with 9 kW heater 3ph | Aquarea K series Bibloc 3ph |  |  |  |  | 3737 |  |  | 307188 | 46 | 106 | 63 | 46 | - | - | - | -
WH-SDC12K9E8 | 5025232960262 | A2W | INDOOR | a) Bi | LT 3ph | Aquarea High Performance bibloc indoor unit K series 12 kW with 9 kW heater 3ph | Aquarea K series Bibloc 3ph |  | WH-SDC12H9E8 |  |  | 4259 |  |  | 307188 | 46 | 106 | 63 | 46 | - | - | - | -
WH-SDC16K9E8 | 5025232960279 | A2W | INDOOR | a) Bi | LT 3ph | Aquarea High Performance bibloc indoor unit K series 16 kW with 9 kW heater 3ph | Aquarea K series Bibloc 3ph |  | WH-SDC16H9E8 |  |  | 4615 |  |  | 290970 | 47 | 106 | 61 | 45 | - | - | - | -
WH-SXC09K3E5 | 5025232943708 | A2W | INDOOR | a) Bi | Tcap 1ph | Aquarea T-CAP bibloc indoor unit K series 9 kW with 3 kW heater 1ph | Aquarea K series Bibloc 1ph |  | WH-SXC09H3E5 |  |  | 3402 |  |  | 293715 | 45 | 107 | 61 | 45 | - | - | - | -
WH-SXC09K6E5 | 5025232943722 | A2W | INDOOR | a) Bi | Tcap 1ph | Aquarea T-CAP bibloc indoor unit K series 9 kW with 6 kW heater 1ph | Aquarea K series Bibloc 1ph |  |  |  |  | 3773 |  |  | 307188 | 50 | 106 | 63 | 46 | - | - | - | -
WH-SXC12K6E5 | 5025232943746 | A2W | INDOOR | a) Bi | Tcap 1ph | Aquarea T-CAP bibloc indoor unit K series 12 kW with 6 kW heater 1ph | Aquarea K series Bibloc 1ph |  | WH-SXC12H6E5 |  |  | 4060 |  |  | 307188 | 50 | 106 | 63 | 46 | - | - | - | -
WH-SXC09K3E8 | 5025232943715 | A2W | INDOOR | a) Bi | Tcap 3ph | Aquarea T-CAP bibloc indoor unit K series 9 kW with 3 kW heater 3ph | Aquarea K series Bibloc 3ph |  | WH-SXC09H3E8 |  |  | 3774 |  |  | 307188 | 50 | 106 | 63 | 46 | - | - | - | -
WH-SXC09K9E8 | 5025232943739 | A2W | INDOOR | a) Bi | Tcap 3ph | Aquarea T-CAP bibloc indoor unit K series 9 kW with 9 kW heater 3ph | Aquarea K series Bibloc 3ph |  |  |  |  | 4186 |  |  | 307188 | 50 | 106 | 63 | 46 | - | - | - | -
WH-SXC12K9E8 | 5025232943753 | A2W | INDOOR | a) Bi | Tcap 3ph | Aquarea T-CAP bibloc indoor unit K series 12 kW with 9 kW heater 3ph | Aquarea K series Bibloc 3ph |  | WH-SXC12H9E8 |  |  | 4344 |  |  | 307188 | 52 | 106 | 63 | 46 | - | - | - | -
WH-SXC16K9E8 | 5025232951604 | A2W | INDOOR | a) Bi | Tcap 3ph | Aquarea T-CAP bibloc indoor unit K series 16 kW with 9 kW heater 3ph | Aquarea K series Bibloc 3ph |  | WH-SXC16H9E8 |  |  | 4937 |  |  | 307188 | 52 | 106 | 63 | 46 | - | - | - | -
CZ-RTW1 | 5025232953660 | A2W | ACCESSORY | m) Accessory | Connectivity | Optional remote controller for 2 zone control. K and L series | Wired remote controller |  |  |  |  | 148 |  |  | 3864 | 0.35 | 8 | 23 | 21 | - | - | - | -
PAW-A2W-COV-KL | 4010869401876 | A2W | ACCESSORY | m) Accessory | Accessory | Cover for the remote control compartment of the indoor unit. K series or later | Cover for indoor unit |  |  |  |  | 25 |  |  | 465.5 | 0.1 | 2.5 | 14 | 13.3 | - | - | - | -
CZ-NW1 | 5025232987535 | A2W | ACCESSORY | m) Accessory | Hydraulic Accessories | Wall bracket to mount the All in One 120 L on the wall. | Wall bracket for AIO |  |  | N | 2026-04-01 | 200 |  |  | 43758 | 4.75 | 17 | 78 | 33 | - | - | - | -
CZ-NS4P | 5025232837328 | A2W | ACCESSORY | m) Accessory | Solar Connection | PCB for advanced functions in J and H Series | Optional PCB |  |  |  |  | 238 |  |  | 3600 | 0.5 | 6 | 25 | 24 | - | - | - | -
CZ-NS5P | 5025232953646 | A2W | ACCESSORY | m) Accessory | Solar Connection | PCB for advanced functions in K and L Series | Optional PCB |  |  |  |  | 238 |  |  | 3600 | 0.5 | 6 | 25 | 24 | - | - | - | -
CZ-NS6P | 5025232970391 | A2W | ACCESSORY | m) Accessory | Solar Connection | PCB for advanced functions in M series. For All-in-one and bi-bloc indoor units | Optional PCB |  |  |  |  | 244 |  |  | 3600 | 0.9 | 6 | 25 | 24 | - | - | - | -
CZ-NS7P | 5025232974542 | A2W | ACCESSORY | m) Accessory | Solar Connection | PCB for advanced functions in M series. For Control module | Optional PCB |  |  |  |  | 244 |  |  | 2850 | 0.65 | 6 | 25 | 19 | - | - | - | -
CZ-NE2P | 5025232702534 | A2W | ACCESSORY | m) Accessory | Base Pan Heater | Base pan heater for Bi‑bloc 3 and 5 kW (except L Series) and 7 and 9 kW K Series | Base pan heater |  |  |  |  | 184 |  |  | 3000 | 0.45 | 5 | 25 | 24 | - | - | - | -
CZ-NE3P | 5025232760275 | A2W | ACCESSORY | m) Accessory | Base Pan Heater | Base pan heater for J and H Series | Base pan heater |  |  |  |  | 184 |  |  | 3000 | 0.45 | 5 | 25 | 24 | - | - | - | -
CZ-NE4P | 5025232951598 | A2W | ACCESSORY | m) Accessory | Base Pan Heater | Base pan heater for 5, 7 and 9 kW L Series and M Series (9-16 kW) | Base pan heater |  |  |  |  | 175 |  |  | 3000 | 0.45 | 5 | 25 | 24 | - | - | - | -
CZ-NE5P | 5025232986200 | A2W | ACCESSORY | m) Accessory | Base Pan Heater | Base pan heater for Big Aquarea M Series | Base pan heater |  |  |  |  | 0 |  |  | 3000 | 0.52 | 5 | 25 | 24 | - | - | - | -
PAW-GRDBSE20 | 4010869234047 | A2W | ACCESSORY | m) Accessory | Mounting Material | Outdoor base ground support for noise and vibration absorption. | Ground stand |  |  |  |  | 201 |  |  | 80032 | 30 | 32 | 61 | 41 | - | - | - | -
PAW-GRDSTD940 | 4010869401852 | A2W | ACCESSORY | m) Accessory | Mounting Material | Black Ground stand for outdoor unit with 940 mm wide condenser water tray | Ground stand with tray |  |  |  |  | 325 |  |  | 68159 | 19.8 | 13 | 98 | 53.5 | - | - | - | -
PAW-GRDSTD1100 | 4010869401944 | A2W | ACCESSORY | m) Accessory | Mounting Material | Black Ground stand for outdoor unit with 1100 mm wide condenser water tray | Ground stand with tray |  |  |  |  | 400 |  |  | 82940 | 18.4 | 13 | 116 | 55 | - | - | - | -
PAW-GRDSTDHTR940 | 4010869401937 | A2W | ACCESSORY | m) Accessory | Mounting Material | Electrical heater foil for the ground stand with 940 mm wide condenser water tray | Heater for ground stand |  |  |  |  | 115 |  |  | 36000 | 0.49 | 10 | 90 | 40 | - | - | - | -
PAW-GRDSTDHTR1100 | 4010869401906 | A2W | ACCESSORY | m) Accessory | Mounting Material | Electrical heater foil for the ground stand with 1100 mm wide condenser water tray | Heater for ground stand |  |  |  |  | 135 |  |  | 87745 | 9.4 | 14 | 115 | 54.5 | - | - | - | -
CZ-NV1 | 5025232837335 | A2W | ACCESSORY | m) Accessory | Hydraulic Accessories | 3-way valve kit to fit inside the hydrokit. J and H Series | 3-way valve |  |  |  |  | 417 |  |  | 43758 | 4.75 | 17 | 78 | 33 | - | - | - | -
CZ-NV2 | 5025232953653 | A2W | ACCESSORY | m) Accessory | Hydraulic Accessories | 3-way valve kit to fit inside the hydrokit. K and L Series | 3-way valve |  |  |  |  | 417 |  |  | 43758 | 4.75 | 17 | 78 | 33 | - | - | - | -
CZ-NV3 | 5025232974559 | A2W | ACCESSORY | m) Accessory | Hydraulic Accessories | 3-way valve kit to fit inside the hydrokit. M Series | 3-way valve |  |  |  |  | 442 |  |  | 32400 | 2.7 | 18 | 60 | 30 | - | - | - | -
PAW-A2W-DCUM1 | 4010869750981 | A2W | ACCESSORY | m) Accessory | Hydraulic Accessories | Double circulation unit with mixing function (One direct circuit + One mixing circuit). | Mixing station |  |  | N | 2025-11-01 | 2249 |  |  | 30078.37 | 10.43 | 41.5 | 43.4 | 16.7 | - | - | - | -
PAW-3WYVLV20-ES | 4010869750967 | A2W | ACCESSORY | m) Accessory | Hydraulic Accessories | G1" 3-way ball valve with actuator for 3-16 kW heat pumps. | 3-way valve |  |  | N | 2025-11-01 | 234 |  |  | 1384.944 | 0.8 | 12.2 | 13.2 | 8.6 | - | - | - | -
PAW-3WYVLV32-ES | 4010869750974 | A2W | ACCESSORY | m) Accessory | Hydraulic Accessories | G1 1/2" 3-way valve with actuator for 20-30 kW heat pumps | 3-way valve |  |  | N | 2025-11-01 | 344 |  |  | 3586.896 | 1.47 | 13.8 | 17.1 | 15.2 | - | - | - | -
PAW-3WYVLV-HW | 4010869357692 | A2W | ACCESSORY | m) Accessory | Hydraulic Accessories | 3-way valve for DHW Tanks | 3-way valve |  |  |  |  | 206 |  |  | 2125.522 | 0.93 | 8.2 | 16.1 | 16.1 | - | - | - | -
PAW-A2W-AFVLV-1 | 4010869465878 | A2W | ACCESSORY | m) Accessory | Hydraulic Accessories | 1 anti-freeze valve 1" (2 required per system) | Antifreeze valve |  | PAW-A2W-AFVLV |  |  | 144 |  |  | 445.44 | 0.45 | 2.4 | 29 | 6.4 | - | - | - | -
PAW-A2W-AFVLV-112 | 4010869677677 | A2W | ACCESSORY | m) Accessory | Hydraulic Accessories | 1 anti-freeze valve 1 1/2" (2 required per system) | Antifreeze valve |  |  |  |  | 170 |  |  | 495 | 0.43 | 5.5 | 12 | 7.5 | - | - | - | -
CZ-TAW1-CBL | 5025232985357 | A2W | ACCESSORY | m) Accessory | Cloud | 10 m extension cable for CZ-TAW1B | 10m extension cable for Cloud adapter |  |  |  |  | 65 |  |  | 3368.75 | 0.015 | 5.5 | 25 | 24.5 | - | - | - | -
PAW-A2W-EXTMETER | 8445409139180 | A2W | ACCESSORY | m) Accessory | Connectivity | External meter gateway for K series or later | External meter gateway |  |  |  |  | 395 |  |  | 1112.144 | 0.23 | 4.4 | 17.8 | 14.2 | - | - | - | -
CZ-NSMB-C | 4010869732246 | A2W | ACCESSORY | m) Accessory | Connectivity | Panasonic Modbus gateway with plastic case, compatible with all Aquarea Series | Modbus gateway |  |  | N | 2026-04-01 | 0 |  |  | 880 | 0.378 | 5 | 16 | 11 | - | - | - | -
CZ-NSMB | 4010869615631 | A2W | ACCESSORY | m) Accessory | Solar Connection | Modbus PCB for Big Aquarea T‑CAP M Series | Modbus gateway |  |  |  |  | 374 |  |  | 1072.5 | 0.225 | 5 | 16.5 | 13 | - | - | - | -
CZ-NSMB-MTPL | 5025232990658 | A2W | ACCESSORY | m) Accessory | Connectivity | Modbus PCB Installation Kit for Bi bloc and All in One | Modbus PCB installation kit |  |  | N | 2025-11-01 | 0 |  |  | 428.34 | 0.1 | 2.2 | 16.5 | 11.8 | - | - | - | -
PAW-AZAW-MBS-M | 8445409231570 | A2W | ACCESSORY | m) Accessory | Connectivity | Modbus gateway with 12V DC power supply, for H Series or later | Modbus gateway |  | PAW-AZAW-MBS-1 |  |  | 452 |  |  | 1071 | 0.285 | 4.5 | 17 | 14 | - | - | - | -
PAW-AW-MBS-M | 4010869725521 | A2W | ACCESSORY | m) Accessory | Connectivity | DIN rail-mounted Modbus gateway, powered via CN-CNT, for H Series or later | Modbus gateway |  | PAW-AW-MBS-H | N | 2025-11-01 | 0 |  |  | 1270.75 | 0.2 | 8.5 | 13 | 11.5 | - | - | - | -
PAW-AZAW-KNX-1 | 8445409139258 | A2W | ACCESSORY | m) Accessory | Connectivity | KNX gateway with 12V DC power supply, for J, K or L Series | KNX gateway |  |  | N | 2025-11-01 | 317 |  |  | 853.2 | 0.107 | 4 | 15.8 | 13.5 | - | - | - | -
PAW-AW-KNX-H | 4010869257756 | A2W | ACCESSORY | m) Accessory | Connectivity | DIN rail-mounted KNX gateway, powered via CN-CNT, for H, K or L Series | KNX gateway |  |  |  |  | 452 |  |  | 1270.75 | 0.13 | 8.5 | 13 | 11.5 | - | - | - | -
PAW-AZAW-EEBUS-1 | 4010869555753 | A2W | ACCESSORY | m) Accessory | Connectivity | EEBUS gateway for Aquarea for H series or later | EEBUS gateway |  |  | N | 2025-12-01 | 0 |  |  | 952 | 0.107 | 4 | 17 | 14 | - | - | - | -
PAW-A2W-CMH-3 | 4010869599405 | A2W | ACCESSORY | m) Accessory | Heat Pump Manager | Cascade manager for Aquarea heat pumps | Aquarea Cascade manager |  | PAW-A2W-CMH-2 |  |  | 2445 |  |  | 14191.48 | 2.84 | 15.2 | 35.5 | 26.3 | - | - | - | -
PAW-A2W-CME4 | 4010869608794 | A2W | ACCESSORY | m) Accessory | Heat Pump Manager | Aquarea Cascade Edge (up to 4 Aquarea heat pumps) | Aquarea Cascade Edge 4 |  |  |  |  | 3872 |  |  | 24804 | 2.25 | 26.5 | 36 | 26 | - | - | - | -
PAW-A2W-CME10 | 4010869608800 | A2W | ACCESSORY | m) Accessory | Heat Pump Manager | Aquarea Cascade Edge (up to 10 Aquarea heat pumps) | Aquarea Cascade Edge 10 |  |  |  |  | 6287 |  |  | 24804 | 2.25 | 26.5 | 36 | 26 | - | - | - | -
KIT-TSRTXHPOXE | 4010869660952 | A2W | ACCESSORY | m) Accessory | Tado | Set of tado° Heat Pump Optimizer X and 1x Smart Radiator Thermostat X | HPO X + SRT X |  |  |  |  | 0 |  |  | 0 | 0 | 0 | 0 | 0 | - | - | - | -
KIT-TSRTX4HPOXE | 4010869660938 | A2W | ACCESSORY | m) Accessory | Tado | Set of tado° Heat Pump Optimizer X and 4x tado° Smart Radiator Thermostat | HPO X + 4 SRT X |  |  |  |  | 0 |  |  | 0 | 0 | 0 | 0 | 0 | - | - | - | -
KIT-TSTXHPOXE | 4010869660976 | A2W | ACCESSORY | m) Accessory | Tado | Set of tado° Heat Pump Optimizer X and 1x Smart Thermostat X | HPO X + ST X |  |  |  |  | 0 |  |  | 0 | 0 | 0 | 0 | 0 | - | - | - | -
KIT-TSTXSRTX2HPOXE | 4010869660990 | A2W | ACCESSORY | m) Accessory | Tado | Set of tado° Heat Pump Optimizer X and 1x Smart Thermostat X and 2x Smart Radiator Thermostat X | HPO X + ST X + 2 SRT X |  |  |  |  | 0 |  |  | 0 | 0 | 0 | 0 | 0 | - | - | - | -
KIT-TSTXSRTX2HPOXU | 4010869661003 | A2W | ACCESSORY | m) Accessory | Tado | Set of tado° Heat Pump Optimizer X and 1x Smart Thermostat X and 2x Smart Radiator Thermostat X | HPO X + ST X + 2 SRT X |  |  |  |  | 0 |  |  | 0 | 0 | 0 | 0 | 0 | - | - | - | -
PAW-THPOXE | 4260328612521 | A2W | ACCESSORY | m) Accessory | Tado | tado° Heat Pump Optimizer X (with Europlug) | Heat Pump Optimizer X |  |  |  |  | 206 |  |  | 1979.64 | 0.564 | 14.1 | 21.6 | 6.5 | - | - | - | -
PAW-THPOXUK | 4260328612538 | A2W | ACCESSORY | m) Accessory | Tado | tado° Heat Pump Optimizer X (with UK plug) | Heat Pump Optimizer X UK |  |  |  |  | 0 |  |  | 1979.64 | 0.652 | 14.1 | 21.6 | 6.5 | - | - | - | -
PAW-THPO-CBL | 4010869763356 | A2W | ACCESSORY | m) Accessory | Tado | tado° HPO extension cable (10m) | Heat Pump Optimizer X extension cable |  |  | N | 2025-10-01 | 0 |  |  | 2700 | 0.35 | 3 | 30 | 30 | - | - | - | -
PAW-TSRTX | 4260328612552 | A2W | ACCESSORY | m) Accessory | Tado | tado° Smart Radiator Thermostat X | Smart Radiator Thermostat X |  |  |  |  | 82 |  |  | 576 | 0.25 | 6 | 12 | 8 | - | - | - | -
PAW-TSRTXB | 4260328612118 | A2W | ACCESSORY | m) Accessory | Tado | tado° Smart Radiator Thermostat X with Bridge X | Smart Radiator Thermostat X + Bridge X |  |  |  |  | 132 |  |  | 1250 | 0.45 | 8 | 12.5 | 12.5 | - | - | - | -
PAW-TSRTX4 | 4260328612125 | A2W | ACCESSORY | m) Accessory | Tado | 4x tado° Smart Radiator Thermostat X | 4 Smart Radiator Thermostat X |  |  |  |  | 302 |  |  | 2362.041 | 1 | 12.1 | 24.1 | 8.1 | - | - | - | -
PAW-TSTX | 4260328612569 | A2W | ACCESSORY | m) Accessory | Tado | tado° Smart Thermostat X | Smart Thermostat X |  |  |  |  | 110 |  |  | 662.4 | 0.3 | 4.6 | 12 | 12 | - | - | - | -
PAW-TSTXB | 4260328612132 | A2W | ACCESSORY | m) Accessory | Tado | tado° Smart Thermostat X with Bridge X | Smart Thermostat X + Bridge X |  |  |  |  | 163 |  |  | 1650 | 0.5 | 12.5 | 12 | 11 | - | - | - | -
PAW-TWTSX | 4260328612064 | A2W | ACCESSORY | m) Accessory | Tado | tado° Wireless Temperature Sensor X | Wireless Temperature Sensor X |  |  |  |  | 83 |  |  | 679.052 | 0.25 | 12.1 | 12.2 | 4.6 | - | - | - | -
PAW-TSTXSRTX2B | 4260328612149 | A2W | ACCESSORY | m) Accessory | Tado | Set of 1x Smart Thermostat X, 2x Smart Radiator Thermostat X and 1x Bridge X | 1 ST + 2 SRT + Bridge X |  |  |  |  | 286 |  |  | 2968.75 | 0.95 | 12.5 | 19 | 12.5 | - | - | - | -
PAW-TBX | 4260328612071 | A2W | ACCESSORY | m) Accessory | Tado | tado° Bridge X | Bridge X |  |  |  |  | 58 |  |  | 576 | 0.191 | 6 | 12 | 8 | - | - | - | -
PAW-A2W-RTWIRELESS | 4010869202404 | A2W | ACCESSORY | m) Accessory | Connectivity | Wireless LCD room thermostat with weekly timer | Wireless room thermostat |  |  |  |  | 319 |  |  | 1165.5 | 0.346 | 9 | 18.5 | 7 | - | - | - | -
PAW-A2W-RTWIRED | 4010869202398 | A2W | ACCESSORY | m) Accessory | Connectivity | Wired LCD room thermostat with weekly timer | Wireed room thermostat |  |  |  |  | 173 |  |  | 859.95 | 0.35 | 13.5 | 9.8 | 6.5 | - | - | - | -
PAW-A2W-TSBH | 4010869555760 | A2W | ACCESSORY | m) Accessory | H Generation Cables | In-line heater sensor for the control module M Series. | In-line heater sensor |  |  |  |  | 60 |  |  | 831.04 | 0.16 | 5.6 | 14 | 10.6 | - | - | - | -
PAW-A2W-TSBU | 4010869209298 | A2W | ACCESSORY | m) Accessory | H Generation Cables | Buffer tank sensor (PAW-A2W-TSHC required) | Buffer tank sensor |  |  |  |  | 49 |  |  | 57.6 | 0.045 | 1.8 | 10 | 3.2 | - | - | - | -
PAW-A2W-TSSO | 4010869209335 | A2W | ACCESSORY | m) Accessory | H Generation Cables | Solar sensor | Solar sensor |  |  |  |  | 49 |  |  | 57.6 | 0.048 | 1.8 | 10 | 3.2 | - | - | - | -
PAW-A2W-TSOD | 4010869209304 | A2W | ACCESSORY | m) Accessory | H Generation Cables | Outdoor ambient sensor | Outdoor ambient sensor |  |  |  |  | 60 |  |  | 369.6 | 0.075 | 10 | 7.7 | 4.8 | - | - | - | -
PAW-A2W-TSRT | 4010869209328 | A2W | ACCESSORY | m) Accessory | H Generation Cables | Zone room sensor | Zone room sensor |  |  |  |  | 60 |  |  | 321.816 | 0.085 | 10.6 | 9.2 | 3.3 | - | - | - | -
PAW-A2W-TSHC | 4010869209311 | A2W | ACCESSORY | m) Accessory | H Generation Cables | Zone water sensor | Zone water sensor |  |  |  |  | 60 |  |  | 362.208 | 0.091 | 9.8 | 7.7 | 4.8 | - | - | - | -
PAW-A2W-MGTFILTER | 4010869360371 | A2W | ACCESSORY | m) Accessory | Hydraulic Accessories | Optional magnet for the water filter on H Series | Optional magnet filter |  |  |  |  | 106 |  |  | 294 | 0.07 | 6 | 7 | 7 | - | - | - | -
P-FAL10SC-HLE | 4010869593144 | A2W | ACCESSORY | q) Aquarea Air | Floor | Floor standing Fan coil. On-board display. Left-hand piping. Built-in 3-way valve | Fan Coil Floor standing |  |  |  |  | 1198 |  |  | 118818 | 18 | 69 | 82 | 21 | - | - | - | -
P-FAL10SC-RLE | 4010869593151 | A2W | ACCESSORY | q) Aquarea Air | Floor | Floor standing Fan coil. With PCB for wall-mounted control. Left-hand piping. Built-in 3-way valve | Fan Coil Floor standing |  |  |  |  | 1137 |  |  | 119395.5 | 18 | 68.5 | 83 | 21 | - | - | - | -
P-FAL20SC-HLE | 4010869593168 | A2W | ACCESSORY | q) Aquarea Air | Floor | Floor standing Fan coil. On-board display. Left-hand piping. Built-in 3-way valve | Fan Coil Floor standing |  |  |  |  | 1262 |  |  | 150696 | 21 | 69 | 104 | 21 | - | - | - | -
P-FAL20SC-RLE | 4010869593175 | A2W | ACCESSORY | q) Aquarea Air | Floor | Floor standing Fan coil. With PCB for wall-mounted control. Left-hand piping. Built-in 3-way valve | Fan Coil Floor standing |  |  |  |  | 1198 |  |  | 149971.5 | 21 | 69 | 103.5 | 21 | - | - | - | -
P-FAL30SC-HLE | 4010869593182 | A2W | ACCESSORY | q) Aquarea Air | Floor | Floor standing Fan coil. On-board display. Left-hand piping. Built-in 3-way valve | Fan Coil Floor standing |  |  |  |  | 1389 |  |  | 178227 | 24 | 69 | 123 | 21 | - | - | - | -
P-FAL30SC-RLE | 4010869593199 | A2W | ACCESSORY | q) Aquarea Air | Floor | Floor standing Fan coil. With PCB for wall-mounted control. Left-hand piping. Built-in 3-way valve | Fan Coil Floor standing |  |  |  |  | 1325 |  |  | 178227 | 24 | 69 | 123 | 21 | - | - | - | -
P-FAL35SC-HLE | 4010869593205 | A2W | ACCESSORY | q) Aquarea Air | Floor | Floor standing Fan coil. On-board display. Left-hand piping. Built-in 3-way valve | Fan Coil Floor standing |  |  |  |  | 1553 |  |  | 203739.25 | 27 | 69.5 | 143 | 20.5 | - | - | - | -
P-FAL35SC-RLE | 4010869593212 | A2W | ACCESSORY | q) Aquarea Air | Floor | Floor standing Fan coil. With PCB for wall-mounted control. Left-hand piping. Built-in 3-way valve | Fan Coil Floor standing |  |  |  |  | 1489 |  |  | 207207 | 27 | 69 | 143 | 21 | - | - | - | -
P-FAL40SC-HLE | 4010869593229 | A2W | ACCESSORY | q) Aquarea Air | Floor | Floor standing Fan coil. On-board display. Left-hand piping. Built-in 3-way valve | Fan Coil Floor standing |  |  |  |  | 1681 |  |  | 239610 | 30 | 70 | 163 | 21 | - | - | - | -
P-FAL40SC-RLE | 4010869593236 | A2W | ACCESSORY | q) Aquarea Air | Floor | Floor standing Fan coil. With PCB for wall-mounted control. Left-hand piping. Built-in 3-way valve | Fan Coil Floor standing |  |  |  |  | 1617 |  |  | 236187 | 30 | 69 | 163 | 21 | - | - | - | -
P-FAL10SC-00E | 4010869593243 | A2W | ACCESSORY | q) Aquarea Air | Floor | Floor standing Fan coil. Left-hand piping. | Fan Coil Floor standing |  |  |  |  | 678 |  |  | 121716 | 18 | 69 | 84 | 21 | - | - | - | -
P-FAL10DC-00E | 4010869593250 | A2W | ACCESSORY | q) Aquarea Air | Floor | Floor standing Fan coil. Right-hand piping. | Fan Coil Floor standing |  |  |  |  | 725 |  |  | 122010 | 18 | 70 | 83 | 21 | - | - | - | -
P-FAL20SC-00E | 4010869593267 | A2W | ACCESSORY | q) Aquarea Air | Floor | Floor standing Fan coil. Left-hand piping. | Fan Coil Floor standing |  |  |  |  | 742 |  |  | 149247 | 21 | 69 | 103 | 21 | - | - | - | -
P-FAL20DC-00E | 4010869593274 | A2W | ACCESSORY | q) Aquarea Air | Floor | Floor standing Fan coil. Right-hand piping. | Fan Coil Floor standing |  |  |  |  | 789 |  |  | 152880 | 21 | 70 | 104 | 21 | - | - | - | -
P-FAL30SC-00E | 4010869593281 | A2W | ACCESSORY | q) Aquarea Air | Floor | Floor standing Fan coil. Left-hand piping. | Fan Coil Floor standing |  |  |  |  | 870 |  |  | 178227 | 24 | 69 | 123 | 21 | - | - | - | -
P-FAL30DC-00E | 4010869593298 | A2W | ACCESSORY | q) Aquarea Air | Floor | Floor standing Fan coil. Right-hand piping. | Fan Coil Floor standing |  |  |  |  | 914 |  |  | 169740 | 24 | 69 | 123 | 20 | - | - | - | -
P-FAL35SC-00E | 4010869593304 | A2W | ACCESSORY | q) Aquarea Air | Floor | Floor standing Fan coil. Left-hand piping. | Fan Coil Floor standing |  |  |  |  | 1034 |  |  | 210210 | 27 | 70 | 143 | 21 | - | - | - | -
P-FAL35DC-00E | 4010869593311 | A2W | ACCESSORY | q) Aquarea Air | Floor | Floor standing Fan coil. Right-hand piping. | Fan Coil Floor standing |  |  |  |  | 1078 |  |  | 201600 | 27 | 70 | 144 | 20 | - | - | - | -
P-FAL40SC-00E | 4010869593328 | A2W | ACCESSORY | q) Aquarea Air | Floor | Floor standing Fan coil. Left-hand piping. | Fan Coil Floor standing |  |  |  |  | 1162 |  |  | 236187 | 30 | 69 | 163 | 21 | - | - | - | -
P-FAL40DC-00E | 4010869593335 | A2W | ACCESSORY | q) Aquarea Air | Floor | Floor standing Fan coil. Right-hand piping. | Fan Coil Floor standing |  |  |  |  | 1206 |  |  | 237636 | 30 | 69 | 164 | 21 | - | - | - | -
P-FMM10DC-RNE | 4010869593342 | A2W | ACCESSORY | q) Aquarea Air | Wall | Wall-mounted Fan coil. With PCB for wall-mounted control. Right-hand piping. Built-in 3-way valve | Fan Coil Wall mounted |  |  |  |  | 1275 |  |  | 34947.2 | 15 | 33.5 | 81.5 | 12.8 | - | - | - | -
P-FMM15DC-RNE | 4010869593359 | A2W | ACCESSORY | q) Aquarea Air | Wall | Wall-mounted Fan coil. With PCB for wall-mounted control. Right-hand piping. Built-in 3-way valve | Fan Coil Wall mounted |  |  |  |  | 1375 |  |  | 43523.2 | 17 | 33.5 | 101.5 | 12.8 | - | - | - | -
P-FMM20DC-RNE | 4010869593366 | A2W | ACCESSORY | q) Aquarea Air | Wall | Wall-mounted Fan coil. With PCB for wall-mounted control. Right-hand piping. Built-in 3-way valve | Fan Coil Wall mounted |  |  |  |  | 1489 |  |  | 121044 | 20 | 44 | 131 | 21 | - | - | - | -
P-FMM10DC-QNE | 4010869593373 | A2W | ACCESSORY | q) Aquarea Air | Wall | Wall-mounted Fan coil. On-board display and IR control. Right-hand piping. Built-in 3-way valve | Fan Coil Wall mounted |  |  |  |  | 1250 |  |  | 34947.2 | 15 | 33.5 | 81.5 | 12.8 | - | - | - | -
P-FMM15DC-QNE | 4010869593380 | A2W | ACCESSORY | q) Aquarea Air | Wall | Wall-mounted Fan coil. On-board display and IR control. Right-hand piping. Built-in 3-way valve | Fan Coil Wall mounted |  |  |  |  | 1350 |  |  | 43523.2 | 17 | 33.5 | 101.5 | 12.8 | - | - | - | -
P-FMM20DC-QNE | 4010869593397 | A2W | ACCESSORY | q) Aquarea Air | Wall | Wall-mounted Fan coil. On-board display and IR control. Right-hand piping. Built-in 3-way valve | Fan Coil Wall mounted |  |  |  |  | 1464 |  |  | 123795 | 19.6 | 45 | 131 | 21 | - | - | - | -
P-FMM10DC-R0E | 4010869593403 | A2W | ACCESSORY | q) Aquarea Air | Wall | Wall-mounted Fan coil. With PCB for wall-mounted control. Right-hand piping. | Fan Coil Wall mounted |  |  |  |  | 1014 |  |  | 88182 | 13.6 | 45 | 92 | 21.3 | - | - | - | -
P-FMM15DC-R0E | 4010869593410 | A2W | ACCESSORY | q) Aquarea Air | Wall | Wall-mounted Fan coil. With PCB for wall-mounted control. Right-hand piping. | Fan Coil Wall mounted |  |  |  |  | 1117 |  |  | 105840 | 17 | 45 | 112 | 21 | - | - | - | -
P-FMM20DC-R0E | 4010869593427 | A2W | ACCESSORY | q) Aquarea Air | Wall | Wall-mounted Fan coil. With PCB for wall-mounted control. Right-hand piping. | Fan Coil Wall mounted |  |  |  |  | 1231 |  |  | 52099.2 | 20 | 33.5 | 121.5 | 12.8 | - | - | - | -
P-FMM10DC-Q0E | 4010869593434 | A2W | ACCESSORY | q) Aquarea Air | Wall | Wall-mounted Fan coil. On-board display and IR control. Right-hand piping. | Fan Coil Wall mounted |  |  |  |  | 989 |  |  | 34947.2 | 15 | 33.5 | 81.5 | 12.8 | - | - | - | -
P-FMM15DC-Q0E | 4010869593441 | A2W | ACCESSORY | q) Aquarea Air | Wall | Wall-mounted Fan coil. On-board display and IR control. Right-hand piping. | Fan Coil Wall mounted |  |  |  |  | 1092 |  |  | 43523.2 | 17 | 33.5 | 101.5 | 12.8 | - | - | - | -
P-FMM20DC-Q0E | 4010869593458 | A2W | ACCESSORY | q) Aquarea Air | Wall | Wall-mounted Fan coil. On-board display and IR control. Right-hand piping. | Fan Coil Wall mounted |  |  |  |  | 1206 |  |  | 126522 | 18.4 | 45 | 132 | 21.3 | - | - | - | -
P-FMM10DC-V0E | 4010869593465 | A2W | ACCESSORY | q) Aquarea Air | Wall | Wall-mounted Fan coil. With PCB for analog control (0-10V). Right-hand piping. | Fan Coil Wall mounted |  |  |  |  | 989 |  |  | 34947.2 | 15 | 33.5 | 81.5 | 12.8 | - | - | - | -
P-FMM15DC-V0E | 4010869593472 | A2W | ACCESSORY | q) Aquarea Air | Wall | Wall-mounted Fan coil. With PCB for analog control (0-10V). Right-hand piping. | Fan Coil Wall mounted |  |  |  |  | 1092 |  |  | 109158 | 17 | 46 | 113 | 21 | - | - | - | -
P-FMM20DC-V0E | 4010869593489 | A2W | ACCESSORY | q) Aquarea Air | Wall | Wall-mounted Fan coil. With PCB for analog control (0-10V). Right-hand piping. | Fan Coil Wall mounted |  |  |  |  | 1206 |  |  | 52099.2 | 20 | 33.5 | 121.5 | 12.8 | - | - | - | -
P-FMM10SC-Q0E | 4010869593496 | A2W | ACCESSORY | q) Aquarea Air | Wall | Wall-mounted Fan coil. On-board display and IR control. Left-hand piping. | Fan Coil Wall mounted |  |  |  |  | 1062 |  |  | 34947.2 | 15 | 33.5 | 81.5 | 12.8 | - | - | - | -
P-FMM15SC-Q0E | 4010869593502 | A2W | ACCESSORY | q) Aquarea Air | Wall | Wall-mounted Fan coil. On-board display and IR control. Left-hand piping. | Fan Coil Wall mounted |  |  |  |  | 1162 |  |  | 43523.2 | 17 | 33.5 | 101.5 | 12.8 | - | - | - | -
P-FMM20SC-Q0E | 4010869593519 | A2W | ACCESSORY | q) Aquarea Air | Wall | Wall-mounted Fan coil. On-board display and IR control. Left-hand piping. | Fan Coil Wall mounted |  |  |  |  | 1275 |  |  | 121044 | 20 | 44 | 131 | 21 | - | - | - | -
P-FMM10SC-R0E | 4010869593526 | A2W | ACCESSORY | q) Aquarea Air | Wall | Wall-mounted Fan coil. With PCB for wall-mounted control. Left-hand piping. | Fan Coil Wall mounted |  |  |  |  | 1034 |  |  | 34947.2 | 15 | 33.5 | 81.5 | 12.8 | - | - | - | -
P-FMM15SC-R0E | 4010869593533 | A2W | ACCESSORY | q) Aquarea Air | Wall | Wall-mounted Fan coil. With PCB for wall-mounted control. Left-hand piping. | Fan Coil Wall mounted |  |  |  |  | 1137 |  |  | 43523.2 | 17 | 33.5 | 101.5 | 12.8 | - | - | - | -
P-FMM20SC-R0E | 4010869593540 | A2W | ACCESSORY | q) Aquarea Air | Wall | Wall-mounted Fan coil. With PCB for wall-mounted control. Left-hand piping. | Fan Coil Wall mounted |  |  |  |  | 1250 |  |  | 121044 | 20 | 44 | 131 | 21 | - | - | - | -
P-FMM10SC-V0E | 4010869593557 | A2W | ACCESSORY | q) Aquarea Air | Wall | Wall-mounted Fan coil. With PCB for analog control (0-10V). Left-hand piping. | Fan Coil Wall mounted |  |  |  |  | 1034 |  |  | 88182 | 15 | 45 | 92 | 21.3 | - | - | - | -
P-FMM15SC-V0E | 4010869593564 | A2W | ACCESSORY | q) Aquarea Air | Wall | Wall-mounted Fan coil. With PCB for analog control (0-10V). Left-hand piping. | Fan Coil Wall mounted |  |  |  |  | 1137 |  |  | 103040 | 17 | 46 | 112 | 20 | - | - | - | -
P-FMM20SC-V0E | 4010869593571 | A2W | ACCESSORY | q) Aquarea Air | Wall | Wall-mounted Fan coil. With PCB for analog control (0-10V). Left-hand piping. | Fan Coil Wall mounted |  |  |  |  | 1250 |  |  | 126720 | 20 | 48 | 132 | 20 | - | - | - | -
P-FMM40DC-RNE | 4010869593588 | A2W | ACCESSORY | q) Aquarea Air | Wall | Wall-mounted Fan coil. With PCB for wall-mounted control. Right-hand piping. Built-in 3-way valve | Fan Coil Wall mounted |  |  |  |  | 1750 |  |  | 190960 | 20 | 44 | 140 | 31 | - | - | - | -
P-FMM40DC-QNE | 4010869593595 | A2W | ACCESSORY | q) Aquarea Air | Wall | Wall-mounted Fan coil. On-board display and IR control. Right-hand piping. Built-in 3-way valve | Fan Coil Wall mounted |  |  |  |  | 1623 |  |  | 187922 | 20 | 43.3 | 140 | 31 | - | - | - | -
P-FMM40DC-R0E | 4010869593601 | A2W | ACCESSORY | q) Aquarea Air | Wall | Wall-mounted Fan coil. With PCB for wall-mounted control. Right-hand piping. | Fan Coil Wall mounted |  |  |  |  | 1523 |  |  | 195300 | 20 | 45 | 140 | 31 | - | - | - | -
P-FMM40DC-Q0E | 4010869593618 | A2W | ACCESSORY | q) Aquarea Air | Wall | Wall-mounted Fan coil. On-board display and IR control. Right-hand piping. | Fan Coil Wall mounted |  |  |  |  | 1395 |  |  | 192520.125 | 20 | 43.5 | 140.5 | 31.5 | - | - | - | -
P-FMM40DC-V0E | 4010869593625 | A2W | ACCESSORY | q) Aquarea Air | Wall | Wall-mounted Fan coil. With PCB for analog control (0-10V). Right-hand piping. | Fan Coil Wall mounted |  |  |  |  | 1395 |  |  | 89671.125 | 25 | 33.5 | 124.5 | 21.5 | - | - | - | -
P-FTN15R05-RE | 4010869593656 | A2W | ACCESSORY | q) Aquarea Air | Ducted | Ducted Thin Fan coil. With PCB for wall-mounted control. Right-hand piping. | Fan Coil Ducted Thin |  |  |  |  | 1206 |  |  | 192974.25 | 20.6 | 29.5 | 89 | 73.5 | - | - | - | -
P-FTN20R05-RE | 4010869593663 | A2W | ACCESSORY | q) Aquarea Air | Ducted | Ducted Thin Fan coil. With PCB for wall-mounted control. Right-hand piping. | Fan Coil Ducted Thin |  |  |  |  | 1356 |  |  | 234569.25 | 24.4 | 28.5 | 93 | 88.5 | - | - | - | -
P-FTN25R05-RE | 4010869593670 | A2W | ACCESSORY | q) Aquarea Air | Ducted | Ducted Thin Fan coil. With PCB for wall-mounted control. Right-hand piping. | Fan Coil Ducted Thin |  |  |  |  | 1750 |  |  | 301710 | 35.6 | 30 | 113 | 89 | - | - | - | -
P-FTN35R05-RE | 4010869593687 | A2W | ACCESSORY | q) Aquarea Air | Ducted | Ducted Thin Fan coil. With PCB for wall-mounted control. Right-hand piping. | Fan Coil Ducted Thin |  |  |  |  | 1875 |  |  | 362385.75 | 35.6 | 30.5 | 133.5 | 89 | - | - | - | -
P-FTN45R05-RE | 4010869593694 | A2W | ACCESSORY | q) Aquarea Air | Ducted | Ducted Thin Fan coil. With PCB for wall-mounted control. Right-hand piping. | Fan Coil Ducted Thin |  |  |  |  | 2409 |  |  | 380306 | 46 | 29 | 166 | 79 | - | - | - | -
P-FTN15R05-JE | 4010869593700 | A2W | ACCESSORY | q) Aquarea Air | Ducted | Ducted Thin Fan coil. With PCB for analog control (0-10V). Right-hand piping. | Fan Coil Ducted Thin |  |  |  |  | 1103 |  |  | 190994 | 24 | 29 | 89 | 74 | - | - | - | -
P-FTN20R05-JE | 4010869593717 | A2W | ACCESSORY | q) Aquarea Air | Ducted | Ducted Thin Fan coil. With PCB for analog control (0-10V). Right-hand piping. | Fan Coil Ducted Thin |  |  |  |  | 1242 |  |  | 242614 | 29 | 29 | 94 | 89 | - | - | - | -
P-FTN25R05-JE | 4010869593724 | A2W | ACCESSORY | q) Aquarea Air | Ducted | Ducted Thin Fan coil. With PCB for analog control (0-10V). Right-hand piping. | Fan Coil Ducted Thin |  |  |  |  | 1673 |  |  | 302400 | 34 | 30 | 112 | 90 | - | - | - | -
P-FTN35R05-JE | 4010869593731 | A2W | ACCESSORY | q) Aquarea Air | Ducted | Ducted Thin Fan coil. With PCB for analog control (0-10V). Right-hand piping. | Fan Coil Ducted Thin |  |  |  |  | 1825 |  |  | 126586.25 | 54 | 57.5 | 119 | 18.5 | - | - | - | -
P-FTN45R05-JE | 4010869593748 | A2W | ACCESSORY | q) Aquarea Air | Ducted | Ducted Thin Fan coil. With PCB for analog control (0-10V). Right-hand piping. | Fan Coil Ducted Thin |  |  |  |  | 2356 |  |  | 393600 | 46 | 30 | 164 | 80 | - | - | - | -
P-FTN15O05-RE | 4010869593779 | A2W | ACCESSORY | q) Aquarea Air | Ducted | Ducted Thin Fan coil. With PCB for wall-mounted control. Left-hand piping. | Fan Coil Ducted Thin |  |  |  |  | 1250 |  |  | 191890.125 | 20.6 | 29.5 | 88.5 | 73.5 | - | - | - | -
P-FTN20O05-RE | 4010869593786 | A2W | ACCESSORY | q) Aquarea Air | Ducted | Ducted Thin Fan coil. With PCB for wall-mounted control. Left-hand piping. | Fan Coil Ducted Thin |  |  |  |  | 1403 |  |  | 235752 | 24.2 | 28.5 | 94 | 88 | - | - | - | -
P-FTN25O05-RE | 4010869593793 | A2W | ACCESSORY | q) Aquarea Air | Ducted | Ducted Thin Fan coil. With PCB for wall-mounted control. Left-hand piping. | Fan Coil Ducted Thin |  |  |  |  | 1795 |  |  | 291653 | 30.8 | 29 | 113 | 89 | - | - | - | -
P-FTN35O05-RE | 4010869593809 | A2W | FAN COIL | q) Aquarea Air | Ducted | Ducted Thin Fan coil. With PCB for wall-mounted control. Left-hand piping. | Fan Coil Ducted Thin |  |  |  |  | 1923 |  |  | 345854 | 35.6 | 29 | 134 | 89 | - | - | - | -
P-FTN45O05-RE | 4010869593816 | A2W | FAN COIL | q) Aquarea Air | Ducted | Ducted Thin Fan coil. With PCB for wall-mounted control. Left-hand piping. | Fan Coil Ducted Thin |  |  |  |  | 2453 |  |  | 385120 | 45 | 29 | 166 | 80 | - | - | - | -
P-FTN15O05-JE | 4010869593823 | A2W | FAN COIL | q) Aquarea Air | Ducted | Ducted Thin Fan coil. With PCB for analog control (0-10V). Left-hand piping. | Fan Coil Ducted Thin |  |  |  |  | 1150 |  |  | 197580 | 24 | 30 | 89 | 74 | - | - | - | -
P-FTN20O05-JE | 4010869593830 | A2W | FAN COIL | q) Aquarea Air | Ducted | Ducted Thin Fan coil. With PCB for analog control (0-10V). Left-hand piping. | Fan Coil Ducted Thin |  |  |  |  | 1289 |  |  | 253800 | 29 | 30 | 94 | 90 | - | - | - | -
P-FTN25O05-JE | 4010869593847 | A2W | FAN COIL | q) Aquarea Air | Ducted | Ducted Thin Fan coil. With PCB for analog control (0-10V). Left-hand piping. | Fan Coil Ducted Thin |  |  |  |  | 1720 |  |  | 305100 | 34 | 30 | 113 | 90 | - | - | - | -
P-FTN35O05-JE | 4010869593854 | A2W | FAN COIL | q) Aquarea Air | Ducted | Ducted Thin Fan coil. With PCB for analog control (0-10V). Left-hand piping. | Fan Coil Ducted Thin |  |  |  |  | 1870 |  |  | 126586.25 | 54 | 57.5 | 119 | 18.5 | - | - | - | -
P-FTN45O05-JE | 4010869593861 | A2W | FAN COIL | q) Aquarea Air | Ducted | Ducted Thin Fan coil. With PCB for analog control (0-10V). Left-hand piping. | Fan Coil Ducted Thin |  |  |  |  | 2403 |  |  | 153180 | 65 | 57.5 | 144 | 18.5 | - | - | - | -
P-FSN20R05-RE | 4010869690089 | A2W | FAN COIL | q) Aquarea Air | Ducted | Ducted Fan coil. With PCB for wall-mounted control. Right-hand piping. | Fan Coil Ducted |  |  |  |  | 0 |  |  | 186432.75 | 23 | 28.5 | 89 | 73.5 | - | - | - | -
P-FSN25R05-RE | 4010869690102 | A2W | FAN COIL | q) Aquarea Air | Ducted | Ducted Fan coil. With PCB for wall-mounted control. Right-hand piping. | Fan Coil Ducted |  |  |  |  | 0 |  |  | 237162.75 | 27 | 28.5 | 93.5 | 89 | - | - | - | -
P-FSN35R05-RE | 4010869690126 | A2W | FAN COIL | q) Aquarea Air | Ducted | Ducted Fan coil. With PCB for wall-mounted control. Right-hand piping. | Fan Coil Ducted |  |  |  |  | 0 |  |  | 287892.75 | 35 | 28.5 | 113.5 | 89 | - | - | - | -
P-FSN45R05-RE | 4010869690140 | A2W | FAN COIL | q) Aquarea Air | Ducted | Ducted Fan coil. With PCB for wall-mounted control. Right-hand piping. | Fan Coil Ducted |  |  |  |  | 0 |  |  | 338622.75 | 39 | 28.5 | 133.5 | 89 | - | - | - | -
P-FSN55R05-RE | 4010869593632 | A2W | FAN COIL | q) Aquarea Air | Ducted | Ducted Fan coil. With PCB for wall-mounted control. Right-hand piping. | Fan Coil Ducted |  |  |  |  | 2470 |  |  | 391760 | 49 | 29.5 | 166 | 80 | - | - | - | -
P-FSN20R05-JE | 4010869738958 | A2W | FAN COIL | q) Aquarea Air | Ducted | Ducted Fan coil. With PCB for analog control (0-10V). Right-hand piping. | Fan Coil Ducted |  |  |  |  | 0 |  |  | 186432.75 | 23 | 28.5 | 89 | 73.5 | - | - | - | -
P-FSN25R05-JE | 4010869738972 | A2W | FAN COIL | q) Aquarea Air | Ducted | Ducted Fan coil. With PCB for analog control (0-10V). Right-hand piping. | Fan Coil Ducted |  |  |  |  | 0 |  |  | 237162.75 | 27 | 28.5 | 93.5 | 89 | - | - | - | -
P-FSN35R05-JE | 4010869738996 | A2W | FAN COIL | q) Aquarea Air | Ducted | Ducted Fan coil. With PCB for analog control (0-10V). Right-hand piping. | Fan Coil Ducted |  |  |  |  | 0 |  |  | 287892.75 | 35 | 28.5 | 113.5 | 89 | - | - | - | -
P-FSN45R05-JE | 4010869739016 | A2W | FAN COIL | q) Aquarea Air | Ducted | Ducted Fan coil. With PCB for analog control (0-10V). Right-hand piping. | Fan Coil Ducted |  |  |  |  | 0 |  |  | 338622.75 | 39 | 28.5 | 133.5 | 89 | - | - | - | -
P-FSN55R05-JE | 4010869593649 | A2W | FAN COIL | q) Aquarea Air | Ducted | Ducted Fan coil. With PCB for analog control (0-10V). Right-hand piping. | Fan Coil Ducted |  |  |  |  | 2370 |  |  | 382800 | 49 | 80 | 165 | 29 | - | - | - | -
P-FSN20O05-RE | 4010869690072 | A2W | FAN COIL | q) Aquarea Air | Ducted | Ducted Fan coil. With PCB for wall-mounted control. Left-hand piping. | Fan Coil Ducted |  |  |  |  | 0 |  |  | 186432.75 | 23 | 28.5 | 89 | 73.5 | - | - | - | -
P-FSN25O05-RE | 4010869690096 | A2W | FAN COIL | q) Aquarea Air | Ducted | Ducted Fan coil. With PCB for wall-mounted control. Left-hand piping. | Fan Coil Ducted |  |  |  |  | 0 |  |  | 237162.75 | 27 | 28.5 | 93.5 | 89 | - | - | - | -
P-FSN35O05-RE | 4010869690119 | A2W | FAN COIL | q) Aquarea Air | Ducted | Ducted Fan coil. With PCB for wall-mounted control. Left-hand piping. | Fan Coil Ducted |  |  |  |  | 0 |  |  | 287892.75 | 35 | 28.5 | 113.5 | 89 | - | - | - | -
P-FSN45O05-RE | 4010869690133 | A2W | FAN COIL | q) Aquarea Air | Ducted | Ducted Fan coil. With PCB for wall-mounted control. Left-hand piping. | Fan Coil Ducted |  |  |  |  | 0 |  |  | 338622.75 | 39 | 28.5 | 133.5 | 89 | - | - | - | -
P-FSN55O05-RE | 4010869593755 | A2W | FAN COIL | q) Aquarea Air | Ducted | Ducted Fan coil. With PCB for wall-mounted control. Left-hand piping. | Fan Coil Ducted |  |  |  |  | 2517 |  |  | 240192 | 67 | 69.5 | 144 | 24 | - | - | - | -
P-FSN20O05-JE | 4010869738941 | A2W | FAN COIL | q) Aquarea Air | Ducted | Ducted Fan coil. With PCB for analog control (0-10V). Left-hand piping. | Fan Coil Ducted |  |  |  |  | 0 |  |  | 186432.75 | 23 | 28.5 | 89 | 73.5 | - | - | - | -
P-FSN25O05-JE | 4010869738965 | A2W | FAN COIL | q) Aquarea Air | Ducted | Ducted Fan coil. With PCB for analog control (0-10V). Left-hand piping. | Fan Coil Ducted |  |  |  |  | 0 |  |  | 237162.75 | 27 | 28.5 | 93.5 | 89 | - | - | - | -
P-FSN35O05-JE | 4010869738989 | A2W | FAN COIL | q) Aquarea Air | Ducted | Ducted Fan coil. With PCB for analog control (0-10V). Left-hand piping. | Fan Coil Ducted |  |  |  |  | 0 |  |  | 287892.75 | 35 | 28.5 | 113.5 | 89 | - | - | - | -
P-FSN45O05-JE | 4010869739009 | A2W | FAN COIL | q) Aquarea Air | Ducted | Ducted Fan coil. With PCB for analog control (0-10V). Left-hand piping. | Fan Coil Ducted |  |  |  |  | 0 |  |  | 338622.75 | 39 | 28.5 | 133.5 | 89 | - | - | - | -
P-FSN55O05-JE | 4010869593762 | A2W | FAN COIL | q) Aquarea Air | Ducted | Ducted Fan coil. With PCB for analog control (0-10V). Left-hand piping. | Fan Coil Ducted |  |  |  |  | 2414 |  |  | 396000 | 49 | 30 | 165 | 80 | - | - | - | -
P-FSQ30R05-RE | 4010869593878 | A2W | FAN COIL | q) Aquarea Air | Ducted | Ducted Multi Zone Fan coil.With PCB for wall-mounted control. Right-hand piping. | Fan Coil Ducted Multi Zone |  |  |  |  | 1989 |  |  | 242614 | 31 | 29 | 94 | 89 | - | - | - | -
P-FSQ45R05-RE | 4010869593885 | A2W | FAN COIL | q) Aquarea Air | Ducted | Ducted Multi Zone Fan coil.With PCB for wall-mounted control. Right-hand piping. | Fan Coil Ducted Multi Zone |  |  |  |  | 2989 |  |  | 291653 | 42 | 29 | 113 | 89 | - | - | - | -
P-FSQ60R05-RE | 4010869593892 | A2W | FAN COIL | q) Aquarea Air | Ducted | Ducted Multi Zone Fan coil.With PCB for wall-mounted control. Right-hand piping. | Fan Coil Ducted Multi Zone |  |  |  |  | 3359 |  |  | 198492 | 56 | 69.5 | 119 | 24 | - | - | - | -
P-FSQ75R05-RE | 4010869593908 | A2W | FAN COIL | q) Aquarea Air | Ducted | Ducted Multi Zone Fan coil.With PCB for wall-mounted control. Right-hand piping. | Fan Coil Ducted Multi Zone |  |  |  |  | 4637 |  |  | 382800 | 61 | 29 | 165 | 80 | - | - | - | -
P-FSQ30R05-JE | 4010869593915 | A2W | FAN COIL | q) Aquarea Air | Ducted | Ducted Multi Zone Fan coil.With PCB for analog control (0-10V). Right-hand piping. | Fan Coil Ducted Multi Zone |  |  |  |  | 1698 |  |  | 131772 | 43 | 69.5 | 79 | 24 | - | - | - | -
P-FSQ45R05-JE | 4010869593922 | A2W | FAN COIL | q) Aquarea Air | Ducted | Ducted Multi Zone Fan coil.With PCB for analog control (0-10V). Right-hand piping. | Fan Coil Ducted Multi Zone |  |  |  |  | 2534 |  |  | 165132 | 47 | 69.5 | 99 | 24 | - | - | - | -
P-FSQ60R05-JE | 4010869593939 | A2W | FAN COIL | q) Aquarea Air | Ducted | Ducted Multi Zone Fan coil.With PCB for analog control (0-10V). Right-hand piping. | Fan Coil Ducted Multi Zone |  |  |  |  | 2814 |  |  | 198492 | 56 | 69.5 | 119 | 24 | - | - | - | -
P-FSQ75R05-JE | 4010869593946 | A2W | FAN COIL | q) Aquarea Air | Ducted | Ducted Multi Zone Fan coil.With PCB for analog control (0-10V). Right-hand piping. | Fan Coil Ducted Multi Zone |  |  |  |  | 3989 |  |  | 240192 | 67 | 69.5 | 144 | 24 | - | - | - | -
P-FTQ30R05-RE | 4010869593953 | A2W | FAN COIL | q) Aquarea Air | Ducted | Ducted Multi Zone Thin Fan coil. With PCB for wall-mounted control. Right-hand piping. | Fan Coil Ducted Multi Zone |  |  |  |  | 1925 |  |  | 253800 | 28 | 30 | 94 | 90 | - | - | - | -
P-FTQ45R05-RE | 4010869593960 | A2W | FAN COIL | q) Aquarea Air | Ducted | Ducted Multi Zone Thin Fan coil. With PCB for wall-mounted control. Right-hand piping. | Fan Coil Ducted Multi Zone |  |  |  |  | 2928 |  |  | 291653 | 36 | 29 | 113 | 89 | - | - | - | -
P-FTQ60R05-RE | 4010869593977 | A2W | FAN COIL | q) Aquarea Air | Ducted | Ducted Multi Zone Thin Fan coil. With PCB for wall-mounted control. Right-hand piping. | Fan Coil Ducted Multi Zone |  |  |  |  | 3295 |  |  | 343273 | 44 | 29 | 133 | 89 | - | - | - | -
P-FTQ65R05-RE | 4010869593984 | A2W | FAN COIL | q) Aquarea Air | Ducted | Ducted Multi Zone Thin Fan coil. With PCB for wall-mounted control. Right-hand piping. | Fan Coil Ducted Multi Zone |  |  |  |  | 4562 |  |  | 380306 | 52 | 29 | 166 | 79 | - | - | - | -
P-FTQ30R05-JE | 4010869593991 | A2W | FAN COIL | q) Aquarea Air | Ducted | Ducted Multi Zone Thin Fan coil. With PCB for analog control (0-10V). Right-hand piping. | Fan Coil Ducted Multi Zone |  |  |  |  | 1637 |  |  | 245340 | 29 | 29 | 94 | 90 | - | - | - | -
P-FTQ45R05-JE | 4010869594004 | A2W | FAN COIL | q) Aquarea Air | Ducted | Ducted Multi Zone Thin Fan coil. With PCB for analog control (0-10V). Right-hand piping. | Fan Coil Ducted Multi Zone |  |  |  |  | 2470 |  |  | 388752 | 39 | 39 | 112 | 89 | - | - | - | -
P-FTQ60R05-JE | 4010869594011 | A2W | FAN COIL | q) Aquarea Air | Ducted | Ducted Multi Zone Thin Fan coil. With PCB for analog control (0-10V). Right-hand piping. | Fan Coil Ducted Multi Zone |  |  |  |  | 2750 |  |  | 343273 | 44 | 29 | 133 | 89 | - | - | - | -
P-FTQ65R05-JE | 4010869594028 | A2W | FAN COIL | q) Aquarea Air | Ducted | Ducted Multi Zone Thin Fan coil. With PCB for analog control (0-10V). Right-hand piping. | Fan Coil Ducted Multi Zone |  |  |  |  | 3928 |  |  | 382800 | 52 | 29 | 165 | 80 | - | - | - | -
P-FSQ30O05-RE | 4010869594035 | A2W | FAN COIL | q) Aquarea Air | Ducted | Ducted Multi Zone Fan coil.With PCB for wall-mounted control. Left-hand piping. | Fan Coil Ducted Multi Zone |  |  |  |  | 2037 |  |  | 236740 | 31 | 28 | 95 | 89 | - | - | - | -
P-FSQ45O05-RE | 4010869594042 | A2W | FAN COIL | q) Aquarea Air | Ducted | Ducted Multi Zone Fan coil.With PCB for wall-mounted control. Left-hand piping. | Fan Coil Ducted Multi Zone |  |  |  |  | 3037 |  |  | 291653 | 42 | 29 | 113 | 89 | - | - | - | -
P-FSQ60O05-RE | 4010869594059 | A2W | FAN COIL | q) Aquarea Air | Ducted | Ducted Multi Zone Fan coil.With PCB for wall-mounted control. Left-hand piping. | Fan Coil Ducted Multi Zone |  |  |  |  | 3403 |  |  | 357780 | 51 | 30 | 134 | 89 | - | - | - | -
P-FSQ75O05-RE | 4010869594066 | A2W | FAN COIL | q) Aquarea Air | Ducted | Ducted Multi Zone Fan coil.With PCB for wall-mounted control. Left-hand piping. | Fan Coil Ducted Multi Zone |  |  |  |  | 4681 |  |  | 382800 | 61 | 29 | 165 | 80 | - | - | - | -
P-FSQ30O05-JE | 4010869594073 | A2W | FAN COIL | q) Aquarea Air | Ducted | Ducted Multi Zone Fan coil.With PCB for analog control (0-10V). Left-hand piping. | Fan Coil Ducted Multi Zone |  |  |  |  | 1745 |  |  | 245640 | 31 | 30 | 92 | 89 | - | - | - | -
P-FSQ45O05-JE | 4010869594080 | A2W | FAN COIL | q) Aquarea Air | Ducted | Ducted Multi Zone Fan coil.With PCB for analog control (0-10V). Left-hand piping. | Fan Coil Ducted Multi Zone |  |  |  |  | 2581 |  |  | 300960 | 42 | 30 | 114 | 88 | - | - | - | -
P-FSQ60O05-JE | 4010869594097 | A2W | FAN COIL | q) Aquarea Air | Ducted | Ducted Multi Zone Fan coil.With PCB for analog control (0-10V). Left-hand piping. | Fan Coil Ducted Multi Zone |  |  |  |  | 2859 |  |  | 347130 | 51 | 29 | 133 | 90 | - | - | - | -
P-FSQ75O05-JE | 4010869594103 | A2W | FAN COIL | q) Aquarea Air | Ducted | Ducted Multi Zone Fan coil.With PCB for analog control (0-10V). Left-hand piping. | Fan Coil Ducted Multi Zone |  |  |  |  | 4037 |  |  | 404085 | 61 | 31 | 165 | 79 | - | - | - | -
P-FTQ30O05-RE | 4010869594110 | A2W | FAN COIL | q) Aquarea Air | Ducted | Ducted Multi Zone Thin Fan coil. With PCB for wall-mounted control. Left-hand piping. | Fan Coil Ducted Multi Zone |  |  |  |  | 1973 |  |  | 253800 | 28 | 30 | 94 | 90 | - | - | - | -
P-FTQ45O05-RE | 4010869594127 | A2W | FAN COIL | q) Aquarea Air | Ducted | Ducted Multi Zone Thin Fan coil. With PCB for wall-mounted control. Left-hand piping. | Fan Coil Ducted Multi Zone |  |  |  |  | 2973 |  |  | 291653 | 36 | 29 | 113 | 89 | - | - | - | -
P-FTQ60O05-RE | 4010869594134 | A2W | FAN COIL | q) Aquarea Air | Ducted | Ducted Multi Zone Thin Fan coil. With PCB for wall-mounted control. Left-hand piping. | Fan Coil Ducted Multi Zone |  |  |  |  | 3339 |  |  | 345854 | 44 | 29 | 134 | 89 | - | - | - | -
P-FTQ65O05-RE | 4010869594141 | A2W | FAN COIL | q) Aquarea Air | Ducted | Ducted Multi Zone Thin Fan coil. With PCB for wall-mounted control. Left-hand piping. | Fan Coil Ducted Multi Zone |  |  |  |  | 4606 |  |  | 396000 | 53.2 | 30 | 165 | 80 | - | - | - | -
P-FTQ30O05-JE | 4010869594158 | A2W | FAN COIL | q) Aquarea Air | Ducted | Ducted Multi Zone Thin Fan coil. With PCB for analog control (0-10V). Left-hand piping. | Fan Coil Ducted Multi Zone |  |  |  |  | 1681 |  |  | 84036.25 | 41 | 57.5 | 79 | 18.5 | - | - | - | -
P-FTQ45O05-JE | 4010869594165 | A2W | FAN COIL | q) Aquarea Air | Ducted | Ducted Multi Zone Thin Fan coil. With PCB for analog control (0-10V). Left-hand piping. | Fan Coil Ducted Multi Zone |  |  |  |  | 2517 |  |  | 301710 | 36 | 30 | 113 | 89 | - | - | - | -
P-FTQ60O05-JE | 4010869594172 | A2W | FAN COIL | q) Aquarea Air | Ducted | Ducted Multi Zone Thin Fan coil. With PCB for analog control (0-10V). Left-hand piping. | Fan Coil Ducted Multi Zone |  |  |  |  | 2795 |  |  | 343273 | 44 | 29 | 133 | 89 | - | - | - | -
P-FTQ65O05-JE | 4010869594189 | A2W | FAN COIL | q) Aquarea Air | Ducted | Ducted Multi Zone Thin Fan coil. With PCB for analog control (0-10V). Left-hand piping. | Fan Coil Ducted Multi Zone |  |  |  |  | 3973 |  |  | 153180 | 56 | 57.5 | 144 | 18.5 | - | - | - | -
PCZ-ESW737 | 4010869594530 | A2W | ACCESSORY | m) Accessory | Aquarea Loop | Home Network Hub to manage Aquarea heat pumps via Aquarea Home App | Home Network Hub |  |  | N | 2025-12-01 | 1005 |  |  | 3375 | 10 | 15 | 15 | 15 | - | - | - | -
PCZ-EEB749 | 4010869594585 | A2W | ACCESSORY | q) Aquarea Air | Accessory | Wall-mounted control with Modbus for Aquarea Air Smart Fan coils | Fan coil wall control |  |  |  |  | 212 |  |  | 4042.5 | 0.35 | 10 | 24.5 | 16.5 | - | - | - | -
PCZ-EFB749 | 4010869594592 | A2W | ACCESSORY | q) Aquarea Air | Accessory | Wall-mounted control with Integrated Wi-Fi for Aquarea Air Smart Fan coils | Fan coil wall control |  |  |  |  | 256 |  |  | 4042.5 | 0.35 | 10 | 24.5 | 16.5 | - | - | - | -
PCZ-EG1028 | 4010869594899 | A2W | ACCESSORY | q) Aquarea Air | Accessory | PCB for underfloor heating valve control | Control for UFH |  |  | N | 2025-10-01 | 101 |  |  | 3833.76 | 0.8 | 9.8 | 24 | 16.3 | - | - | - | -
PCZ-ECA844 | 4010869594677 | A2W | ACCESSORY | q) Aquarea Air | Accessory | On-board display with Modbus for Aquarea Air Smart Fan coil Floor standing | Fan Coil accessory |  |  |  |  | 275 |  |  | 9240 | 1.1 | 14 | 27.5 | 24 | - | - | - | -
PCZ-EWA844 | 4010869594691 | A2W | ACCESSORY | q) Aquarea Air | Accessory | On-board display with integrated Wi-Fi for Aquarea Air Smart Fan coil Floor standing | Fan Coil accessory |  |  |  |  | 306 |  |  | 8248.5 | 1.3 | 13 | 27 | 23.5 | - | - | - | -
PCZ-ESE845 | 4010869594684 | A2W | ACCESSORY | q) Aquarea Air | Accessory | Wall-mounted control PCB for Aquarea Air Smart fan coil Floor standing | Fan Coil accessory |  |  |  |  | 212 |  |  | 8848.556 | 1.77 | 13.4 | 27.4 | 24.1 | - | - | - | -
PCZ-B10842 | 4010869594707 | A2W | ACCESSORY | q) Aquarea Air | Accessory | PCB for analog control (0-10V) for Aquarea Air Smart fan coils Floor standing | Fan Coil accessory |  |  |  |  | 148 |  |  | 8073 | 0.6 | 13 | 27 | 23 | - | - | - | -
PCZ-V30720 | 4010869594714 | A2W | ACCESSORY | q) Aquarea Air | Accessory | Motorised 3-way valve for Aquarea Air Floor standing | Fan Coil accessory |  |  |  |  | 248 |  |  | 3825.792 | 0.8 | 9.6 | 24.3 | 16.4 | - | - | - | -
PCZ-V20139 | 4010869594721 | A2W | ACCESSORY | q) Aquarea Air | Accessory | Motorised 2-way valve for Aquarea Air Floor standing, Wall-mounted 40 and Ducted | Fan Coil accessory |  |  |  |  | 203 |  |  | 3826.116 | 0.8 | 9.8 | 24.1 | 16.2 | - | - | - | -
PCZ-V30688 | 4010869594738 | A2W | ACCESSORY | q) Aquarea Air | Accessory | Motorised 3-way valve for Aquarea Air Floor wall-mounted 10, 15, 20 | Fan Coil accessory |  |  |  |  | 262 |  |  | 3794.304 | 0.8 | 9.6 | 24.1 | 16.4 | - | - | - | -
PCZ-V20687 | 4010869594745 | A2W | ACCESSORY | q) Aquarea Air | Accessory | Motorised 2-way valve for Aquarea Air Floor wall-mounted 10, 15, 20 | Fan Coil accessory |  |  |  |  | 217 |  |  | 3857.868 | 0.8 | 9.8 | 24.3 | 16.2 | - | - | - | -
PCZ-V30718 | 4010869594752 | A2W | ACCESSORY | q) Aquarea Air | Accessory | Motorised 3-way valve for Aquarea Air Floor wall-mounted 40 | Fan Coil accessory |  |  |  |  | 231 |  |  | 3826.116 | 0.8 | 9.8 | 24.1 | 16.2 | - | - | - | -
PCZ-V30361 | 4010869594912 | A2W | ACCESSORY | q) Aquarea Air | Accessory | Motorised 3-way valve for Aquarea Air Ducted | Fan Coil accessory |  |  |  |  | 248 |  |  | 3881.682 | 0.77 | 9.8 | 24.3 | 16.3 | - | - | - | -
PCZ-GB0520 | 4010869594769 | A2W | ACCESSORY | q) Aquarea Air | Accessory | Condensate drip tray for horizontal installation of the Aquarea Air Smart fan coil Floor standing 10 | Fan Coil accessory |  |  |  |  | 84 |  |  | 12084 | 1.2 | 6 | 53 | 38 | - | - | - | -
PCZ-GB0521 | 4010869594776 | A2W | ACCESSORY | q) Aquarea Air | Accessory | Condensate drip tray for horizontal installation of the Aquarea Air Smart fan coil Floor standing 20 | Fan Coil accessory |  |  |  |  | 98 |  |  | 8103 | 1.6 | 3 | 73 | 37 | - | - | - | -
PCZ-GB0522 | 4010869594783 | A2W | ACCESSORY | q) Aquarea Air | Accessory | Condensate drip tray for horizontal installation of the Aquarea Air Smart fan coil Floor standing 30 | Fan Coil accessory |  |  |  |  | 103 |  |  | 18620 | 1.6 | 5 | 98 | 38 | - | - | - | -
PCZ-GB0523 | 4010869594790 | A2W | ACCESSORY | q) Aquarea Air | Accessory | Condensate drip tray for horizontal installation of the Aquarea Air Smart fan coil Floor standing 35 | Fan Coil accessory |  |  |  |  | 128 |  |  | 17860 | 1.8 | 5 | 94 | 38 | - | - | - | -
PCZ-GB0524 | 4010869594806 | A2W | ACCESSORY | q) Aquarea Air | Accessory | Condensate drip tray for horizontal installation of the Aquarea Air Smart fan coil Floor standing 40 | Fan Coil accessory |  |  |  |  | 134 |  |  | 19536 | 2 | 4 | 132 | 37 | - | - | - | -
PCZ-LC0158 | 4010869594868 | A2W | ACCESSORY | q) Aquarea Air | Accessory | Set of 2 legs to protect water pipes for Aquarea Air Floor standing | Fan Coil accessory |  |  |  |  | 78 |  |  | 3841.992 | 0.8 | 9.8 | 24.2 | 16.2 | - | - | - | -
PCZ-LC0606 | 4010869594875 | A2W | ACCESSORY | q) Aquarea Air | Accessory | Set of 2 legs to anchor the Aquarea Air Floor standing to the floor | Fan Coil accessory |  |  |  |  | 128 |  |  | 8759.848 | 1.8 | 13.4 | 27.7 | 23.6 | - | - | - | -
PCZ-AHRD0431 | 4010869594929 | A2W | ACCESSORY | q) Aquarea Air | Accessory | Delivery plate with 2 circular inlets DN 160 mm. For P-FSN20 | Fan Coil accessory |  |  |  |  | 63 |  |  | 24050 | 1.2 | 13 | 74 | 25 | - | - | - | -
PCZ-AHRD0432 | 4010869594936 | A2W | ACCESSORY | q) Aquarea Air | Accessory | Delivery plate with 3 circular inlets DN 160 mm. For P-FSN25 | Fan Coil accessory |  |  |  |  | 84 |  |  | 21456 | 1 | 24 | 74.5 | 12 | - | - | - | -
PCZ-AHRD0433 | 4010869594943 | A2W | ACCESSORY | q) Aquarea Air | Accessory | Delivery plate with 4 circular inlets DN 160 mm. For P-FSN35 | Fan Coil accessory |  |  |  |  | 107 |  |  | 40896 | 2 | 24 | 142 | 12 | - | - | - | -
PCZ-AHRD0434 | 4010869594950 | A2W | ACCESSORY | q) Aquarea Air | Accessory | Delivery plate with 6 circular inlets DN 160 mm. For P-FSN45 | Fan Coil accessory |  |  |  |  | 134 |  |  | 40896 | 2 | 24 | 142 | 12 | - | - | - | -
PCZ-AHRD0435 | 4010869594967 | A2W | ACCESSORY | q) Aquarea Air | Accessory | Delivery plate with 7 circular inlets DN 160 mm. For P-FSN55 | Fan Coil accessory |  |  |  |  | 157 |  |  | 40896 | 3 | 24 | 142 | 12 | - | - | - | -
PCZ-AHRD0561 | 4010869595025 | A2W | ACCESSORY | q) Aquarea Air | Accessory | Delivery plate with 2 circular inlets DN 160 mm. For P-FTN15 | Fan Coil accessory |  |  |  |  | 56 |  |  | 24050 | 1 | 13 | 74 | 25 | - | - | - | -
PCZ-AHRD0562 | 4010869595032 | A2W | ACCESSORY | q) Aquarea Air | Accessory | Delivery plate with 3 circular inlets DN 160 mm. For P-FTN20 | Fan Coil accessory |  |  |  |  | 79 |  |  | 24375 | 1.2 | 13 | 75 | 25 | - | - | - | -
PCZ-AHRD0563 | 4010869595049 | A2W | ACCESSORY | q) Aquarea Air | Accessory | Delivery plate with 4 circular inlets DN 160 mm. For P-FTN25 | Fan Coil accessory |  |  |  |  | 101 |  |  | 30550 | 1.6 | 13 | 94 | 25 | - | - | - | -
PCZ-AHRD0564 | 4010869595056 | A2W | ACCESSORY | q) Aquarea Air | Accessory | Delivery plate with 6 circular inlets DN 160 mm. For P-FTN35 | Fan Coil accessory |  |  |  |  | 123 |  |  | 35568 | 1.8 | 13 | 114 | 24 | - | - | - | -
PCZ-AHRD0565 | 4010869595063 | A2W | ACCESSORY | q) Aquarea Air | Accessory | Delivery plate with 7 circular inlets DN 160 mm. For P-FTN45 | Fan Coil accessory |  |  |  |  | 146 |  |  | 46150 | 2.2 | 13 | 142 | 25 | - | - | - | -
PCZ-AHRD0461 | 4010869594974 | A2W | ACCESSORY | q) Aquarea Air | Accessory | Return plenum with 2 circular inlets DN 160 mm. For P-FSN20 | Fan Coil accessory |  |  |  |  | 185 |  |  | 24375 | 2.4 | 13 | 75 | 25 | - | - | - | -
PCZ-AHRD0462 | 4010869594981 | A2W | ACCESSORY | q) Aquarea Air | Accessory | Return plenum with 3 circular inlets DN 160 mm. For P-FSN25 | Fan Coil accessory |  |  |  |  | 190 |  |  | 21456 | 1.5 | 24 | 74.5 | 12 | - | - | - | -
PCZ-AHRD0463 | 4010869594998 | A2W | ACCESSORY | q) Aquarea Air | Accessory | Return plenum with 4 circular inlets DN 160 mm. For P-FSN35 | Fan Coil accessory |  |  |  |  | 240 |  |  | 40896 | 2.5 | 24 | 142 | 12 | - | - | - | -
PCZ-AHRD0464 | 4010869595001 | A2W | ACCESSORY | q) Aquarea Air | Accessory | Return plenum with 6 circular inlets DN 160 mm. For P-FSN45 | Fan Coil accessory |  |  |  |  | 252 |  |  | 40896 | 2.5 | 24 | 142 | 12 | - | - | - | -
PCZ-AHRD0465 | 4010869595018 | A2W | ACCESSORY | q) Aquarea Air | Accessory | Return plenum with 7 circular inlets DN 160 mm. For P-FSN55 | Fan Coil accessory |  |  |  |  | 291 |  |  | 50400 | 4.9 | 25 | 144 | 14 | - | - | - | -
PCZ-AHRD0566 | 4010869595070 | A2W | ACCESSORY | q) Aquarea Air | Accessory | Return plenum with 2 circular inlets DN 160 mm. For P-FTN15 | Fan Coil accessory |  |  |  |  | 168 |  |  | 24375 | 2.4 | 13 | 75 | 25 | - | - | - | -
PCZ-AHRD0567 | 4010869595087 | A2W | ACCESSORY | q) Aquarea Air | Accessory | Return plenum with 3 circular inlets DN 160 mm. For P-FTN20 | Fan Coil accessory |  |  |  |  | 179 |  |  | 3375 | 10 | 15 | 15 | 15 | - | - | - | -
PCZ-AHRD0568 | 4010869595094 | A2W | ACCESSORY | q) Aquarea Air | Accessory | Return plenum with 4 circular inlets DN 160 mm. For P-FTN25 | Fan Coil accessory |  |  |  |  | 224 |  |  | 3375 | 10 | 15 | 15 | 15 | - | - | - | -
PCZ-AHRD0569 | 4010869595100 | A2W | ACCESSORY | q) Aquarea Air | Accessory | Return plenum with 6 circular inlets DN 160 mm. For P-FTN35 | Fan Coil accessory |  |  |  |  | 235 |  |  | 3375 | 10 | 15 | 15 | 15 | - | - | - | -
PCZ-AHRD0570 | 4010869595117 | A2W | ACCESSORY | q) Aquarea Air | Accessory | Return plenum with 7 circular inlets DN 160 mm. For P-FTN45 | Fan Coil accessory |  |  |  |  | 268 |  |  | 3375 | 10 | 15 | 15 | 15 | - | - | - | -
PCZ-AHRD0466 | 4010869595124 | A2W | ACCESSORY | q) Aquarea Air | Accessory | Return plenum with 2 circular inlets DN 160 mm. For P-FSQ30 | Fan Coil accessory |  |  |  |  | 190 |  |  | 21456 | 1.5 | 24 | 74.5 | 12 | - | - | - | -
PCZ-AHRD0467 | 4010869595131 | A2W | ACCESSORY | q) Aquarea Air | Accessory | Return plenum with 3 circular inlets DN 160 mm. For P-FSQ45 | Fan Coil accessory |  |  |  |  | 240 |  |  | 40896 | 2.5 | 24 | 142 | 12 | - | - | - | -
PCZ-AHRD0468 | 4010869595148 | A2W | ACCESSORY | q) Aquarea Air | Accessory | Return plenum with 4 circular inlets DN 160 mm. For P-FSQ60 | Fan Coil accessory |  |  |  |  | 252 |  |  | 78000 | 4.2 | 26 | 120 | 25 | - | - | - | -
PCZ-AHRD0469 | 4010869595155 | A2W | ACCESSORY | q) Aquarea Air | Accessory | Return plenum with 5 circular inlets DN 160 mm. For P-FSQ75 | Fan Coil accessory |  |  |  |  | 291 |  |  | 40896 | 3.5 | 24 | 142 | 12 | - | - | - | -
PCZ-AHRD0682 | 4010869595162 | A2W | ACCESSORY | q) Aquarea Air | Accessory | Return plenum with 2 circular inlets DN 160 mm. For P-FTQ30 | Fan Coil accessory |  |  |  |  | 179 |  |  | 24050 | 2.8 | 13 | 74 | 25 | - | - | - | -
PCZ-AHRD0683 | 4010869595179 | A2W | ACCESSORY | q) Aquarea Air | Accessory | Return plenum with 3 circular inlets DN 160 mm. For P-FTQ45 | Fan Coil accessory |  |  |  |  | 224 |  |  | 81796 | 4 | 26 | 121 | 26 | - | - | - | -
PCZ-AHRD0684 | 4010869595186 | A2W | ACCESSORY | q) Aquarea Air | Accessory | Return plenum with 4 circular inlets DN 160 mm. For P-FTQ60 | Fan Coil accessory |  |  |  |  | 235 |  |  | 36400 | 4.4 | 13 | 112 | 25 | - | - | - | -
PCZ-AHRD0685 | 4010869595193 | A2W | ACCESSORY | q) Aquarea Air | Accessory | Return plenum with 5 circular inlets DN 160 mm. For P-FTQ65 | Fan Coil accessory |  |  |  |  | 268 |  |  | 3375 | 10 | 15 | 15 | 15 | - | - | - | -
PCZ-AHRD0491 | 4010869595209 | A2W | ACCESSORY | q) Aquarea Air | Accessory | Replacement recirculation filter kit. For P-FSN20 and P-FTN15 | Fan Coil accessory |  |  |  |  | 40 |  |  | 860.25 | 0.2 | 1 | 46.5 | 18.5 | - | - | - | -
PCZ-AHRD0492 | 4010869595216 | A2W | ACCESSORY | q) Aquarea Air | Accessory | Replacement recirculation filter kit. For P-FSN25, P-FTN20, P-FSQ30 and P-FTQ30 | Fan Coil accessory |  |  |  |  | 51 |  |  | 12540 | 0.3 | 19 | 66 | 10 | - | - | - | -
PCZ-AHRD0493 | 4010869595223 | A2W | ACCESSORY | q) Aquarea Air | Accessory | Replacement recirculation filter kit. For P-FSN35, P-FTN25, P-FSQ45 and P-FTQ45 | Fan Coil accessory |  |  |  |  | 67 |  |  | 16340 | 0.6 | 19 | 86 | 10 | - | - | - | -
PCZ-AHRD0494 | 4010869595230 | A2W | ACCESSORY | q) Aquarea Air | Accessory | Replacement recirculation filter kit. For P-FSN45, P-FTN35, P-FSQ60 and P-FTQ60 | Fan Coil accessory |  |  |  |  | 84 |  |  | 20140 | 0.7 | 19 | 106 | 10 | - | - | - | -
PCZ-AHRD0495 | 4010869595247 | A2W | ACCESSORY | q) Aquarea Air | Accessory | Replacement recirculation filter kit. For P-FSN55, P-FTN45, P-FSQ75 and P-FTQ65 | Fan Coil accessory |  |  |  |  | 90 |  |  | 47658 | 1.2 | 13 | 141 | 26 | - | - | - | -
PCZ-AHRD0521 | 4010869595254 | A2W | ACCESSORY | q) Aquarea Air | Accessory | 90º Shooting plenum. For P-FSN20 | Fan Coil accessory |  |  |  |  | 95 |  |  | 54000 | 1.5 | 60 | 30 | 30 | - | - | - | -
PCZ-AHRD0522 | 4010869595261 | A2W | ACCESSORY | q) Aquarea Air | Accessory | 90º Shooting plenum. For P-FSN25 and P-FSQ30 | Fan Coil accessory |  |  |  |  | 112 |  |  | 75000 | 1.5 | 120 | 25 | 25 | - | - | - | -
PCZ-AHRD0523 | 4010869595278 | A2W | ACCESSORY | q) Aquarea Air | Accessory | 90º Shooting plenum. For P-FSN35 and P-FSQ45 | Fan Coil accessory |  |  |  |  | 129 |  |  | 75000 | 2.5 | 120 | 25 | 25 | - | - | - | -
PCZ-AHRD0524 | 4010869595285 | A2W | ACCESSORY | q) Aquarea Air | Accessory | 90º Shooting plenum. For P-FSN45 and P-FSQ60 | Fan Coil accessory |  |  |  |  | 151 |  |  | 81796 | 5.6 | 26 | 121 | 26 | - | - | - | -
PCZ-AHRD0525 | 4010869595292 | A2W | ACCESSORY | q) Aquarea Air | Accessory | 90º Shooting plenum. For P-FSN55 and P-FSQ75 | Fan Coil accessory |  |  |  |  | 174 |  |  | 103518 | 7 | 142 | 27 | 27 | - | - | - | -
PCZ-AHRD0576 | 4010869595308 | A2W | ACCESSORY | q) Aquarea Air | Accessory | 90º Shooting plenum. For P-FTN15 | Fan Coil accessory |  |  |  |  | 90 |  |  | 3375 | 10 | 15 | 15 | 15 | - | - | - | -
PCZ-AHRD0577 | 4010869595315 | A2W | ACCESSORY | q) Aquarea Air | Accessory | 90º Shooting plenum. For P-FTN20 and P-FTQ30 | Fan Coil accessory |  |  |  |  | 112 |  |  | 3375 | 10 | 15 | 15 | 15 | - | - | - | -
PCZ-AHRD0578 | 4010869595322 | A2W | ACCESSORY | q) Aquarea Air | Accessory | 90º Shooting plenum. For P-FTN25 and P-FTQ45 | Fan Coil accessory |  |  |  |  | 129 |  |  | 3375 | 10 | 15 | 15 | 15 | - | - | - | -
PCZ-AHRD0579 | 4010869595339 | A2W | ACCESSORY | q) Aquarea Air | Accessory | 90º Shooting plenum. For P-FTN35 and P-FTQ60 | Fan Coil accessory |  |  |  |  | 151 |  |  | 3375 | 10 | 15 | 15 | 15 | - | - | - | -
PCZ-AHRD0580 | 4010869595346 | A2W | ACCESSORY | q) Aquarea Air | Accessory | 90º Shooting plenum. For P-FTN45 and P-FTQ65 | Fan Coil accessory |  |  |  |  | 174 |  |  | 3375 | 10 | 15 | 15 | 15 | - | - | - | -
PCZ-AHRD0531 | 4010869595353 | A2W | ACCESSORY | q) Aquarea Air | Accessory | Telescopic kit for rear or directly coupled suction. 153 mm - 270 mm. For P-FSN20 | Fan Coil accessory |  |  |  |  | 162 |  |  | 54000 | 1.5 | 60 | 30 | 30 | - | - | - | -
PCZ-AHRD0532 | 4010869595360 | A2W | ACCESSORY | q) Aquarea Air | Accessory | Telescopic kit for rear or directly coupled suction. 153 mm - 270 mm. For P-FSN25 | Fan Coil accessory |  |  |  |  | 174 |  |  | 75000 | 1.5 | 120 | 25 | 25 | - | - | - | -
PCZ-AHRD0533 | 4010869595377 | A2W | ACCESSORY | q) Aquarea Air | Accessory | Telescopic kit for rear or directly coupled suction. 153 mm - 270 mm. For P-FSN35 | Fan Coil accessory |  |  |  |  | 207 |  |  | 75000 | 2.5 | 120 | 25 | 25 | - | - | - | -
PCZ-AHRD0534 | 4010869595384 | A2W | ACCESSORY | q) Aquarea Air | Accessory | Telescopic kit for rear or directly coupled suction. 153 mm - 270 mm. For P-FSN45 | Fan Coil accessory |  |  |  |  | 224 |  |  | 75000 | 2.5 | 120 | 25 | 25 | - | - | - | -
PCZ-AHRD0535 | 4010869595391 | A2W | ACCESSORY | q) Aquarea Air | Accessory | Telescopic kit for rear or directly coupled suction. 153 mm - 270 mm. For P-FSN55 | Fan Coil accessory |  |  |  |  | 240 |  |  | 75000 | 3.5 | 120 | 25 | 25 | - | - | - | -
PCZ-AHRD0581 | 4010869595407 | A2W | ACCESSORY | q) Aquarea Air | Accessory | Telescopic kit for rear or directly coupled suction. 153 mm - 270 mm. For P-FTN15 | Fan Coil accessory |  |  |  |  | 162 |  |  | 3375 | 10 | 15 | 15 | 15 | - | - | - | -
PCZ-AHRD0582 | 4010869595414 | A2W | ACCESSORY | q) Aquarea Air | Accessory | Telescopic kit for rear or directly coupled suction. 153 mm - 270 mm. For P-FTN20 | Fan Coil accessory |  |  |  |  | 174 |  |  | 3375 | 10 | 15 | 15 | 15 | - | - | - | -
PCZ-AHRD0583 | 4010869595421 | A2W | ACCESSORY | q) Aquarea Air | Accessory | Telescopic kit for rear or directly coupled suction. 153 mm - 270 mm. For P-FTN25 | Fan Coil accessory |  |  |  |  | 207 |  |  | 3375 | 10 | 15 | 15 | 15 | - | - | - | -
PCZ-AHRD0584 | 4010869595438 | A2W | ACCESSORY | q) Aquarea Air | Accessory | Telescopic kit for rear or directly coupled suction. 153 mm - 270 mm. For P-FTN35 | Fan Coil accessory |  |  |  |  | 224 |  |  | 3375 | 10 | 15 | 15 | 15 | - | - | - | -
PCZ-AHRD0585 | 4010869595445 | A2W | ACCESSORY | q) Aquarea Air | Accessory | Telescopic kit for rear or directly coupled suction. 153 mm - 270 mm. For P-FTN45 | Fan Coil accessory |  |  |  |  | 240 |  |  | 3375 | 10 | 15 | 15 | 15 | - | - | - | -
PCZ-AHRD0541 | 4010869595452 | A2W | ACCESSORY | q) Aquarea Air | Accessory | Grille for telescopic kit for rear intake. For P-FSN20 | Fan Coil accessory |  |  |  |  | 174 |  |  | 21456 | 1.5 | 24 | 74.5 | 12 | - | - | - | -
PCZ-AHRD0542 | 4010869595469 | A2W | ACCESSORY | q) Aquarea Air | Accessory | Grille for telescopic kit for rear intake. For P-FSN25 | Fan Coil accessory |  |  |  |  | 207 |  |  | 21456 | 1.5 | 24 | 74.5 | 12 | - | - | - | -
PCZ-AHRD0543 | 4010869595476 | A2W | ACCESSORY | q) Aquarea Air | Accessory | Grille for telescopic kit for rear intake. For P-FSN35 | Fan Coil accessory |  |  |  |  | 229 |  |  | 40896 | 2.5 | 24 | 142 | 12 | - | - | - | -
PCZ-AHRD0544 | 4010869595483 | A2W | ACCESSORY | q) Aquarea Air | Accessory | Grille for telescopic kit for rear intake. For P-FSN45 | Fan Coil accessory |  |  |  |  | 252 |  |  | 40896 | 2.5 | 24 | 142 | 12 | - | - | - | -
PCZ-AHRD0545 | 4010869595490 | A2W | ACCESSORY | q) Aquarea Air | Accessory | Grille for telescopic kit for rear intake. For P-FSN55 | Fan Coil accessory |  |  |  |  | 280 |  |  | 40896 | 3.5 | 24 | 142 | 12 | - | - | - | -
PCZ-AHRD0586 | 4010869595506 | A2W | ACCESSORY | q) Aquarea Air | Accessory | Grille for telescopic kit for rear intake. For P-FTN15 | Fan Coil accessory |  |  |  |  | 174 |  |  | 3375 | 10 | 15 | 15 | 15 | - | - | - | -
PCZ-AHRD0587 | 4010869595513 | A2W | ACCESSORY | q) Aquarea Air | Accessory | Grille for telescopic kit for rear intake. For P-FTN20 | Fan Coil accessory |  |  |  |  | 207 |  |  | 3375 | 10 | 15 | 15 | 15 | - | - | - | -
PCZ-AHRD0588 | 4010869595520 | A2W | ACCESSORY | q) Aquarea Air | Accessory | Grille for telescopic kit for rear intake. For P-FTN25 | Fan Coil accessory |  |  |  |  | 229 |  |  | 3375 | 10 | 15 | 15 | 15 | - | - | - | -
PCZ-AHRD0589 | 4010869595537 | A2W | ACCESSORY | q) Aquarea Air | Accessory | Grille for telescopic kit for rear intake. For P-FTN35 | Fan Coil accessory |  |  |  |  | 252 |  |  | 3375 | 10 | 15 | 15 | 15 | - | - | - | -
PCZ-AHRD0590 | 4010869595544 | A2W | ACCESSORY | q) Aquarea Air | Accessory | Grille for telescopic kit for rear intake. For P-FTN45 | Fan Coil accessory |  |  |  |  | 280 |  |  | 3375 | 10 | 15 | 15 | 15 | - | - | - | -
PCZ-AHRD0639 | 4010869595551 | A2W | ACCESSORY | q) Aquarea Air | Accessory | Plenum kit for external air connection with damper for room recirculation. For P-FSN20 | Fan Coil accessory |  |  |  |  | 469 |  |  | 3375 | 10 | 15 | 15 | 15 | - | - | - | -
PCZ-AHRD0640 | 4010869595568 | A2W | ACCESSORY | q) Aquarea Air | Accessory | Plenum kit for external air connection with damper for room recirculation. For P-FSN25 and P-FSQ30 | Fan Coil accessory |  |  |  |  | 525 |  |  | 3375 | 10 | 15 | 15 | 15 | - | - | - | -
PCZ-AHRD0641 | 4010869595575 | A2W | ACCESSORY | q) Aquarea Air | Accessory | Plenum kit for external air connection with damper for room recirculation. For P-FSN35 and P-FSQ45 | Fan Coil accessory |  |  |  |  | 603 |  |  | 3375 | 10 | 15 | 15 | 15 | - | - | - | -
PCZ-AHRD0642 | 4010869595582 | A2W | ACCESSORY | q) Aquarea Air | Accessory | Plenum kit for external air connection with damper for room recirculation. For P-FSN45 and P-FSQ60 | Fan Coil accessory |  |  |  |  | 681 |  |  | 3375 | 10 | 15 | 15 | 15 | - | - | - | -
PCZ-AHRD0643 | 4010869595599 | A2W | ACCESSORY | q) Aquarea Air | Accessory | Plenum kit for external air connection with damper for room recirculation. For P-FSN55 and P-FSQ75 | Fan Coil accessory |  |  |  |  | 782 |  |  | 3375 | 10 | 15 | 15 | 15 | - | - | - | -
PCZ-AHRD0571 | 4010869595605 | A2W | ACCESSORY | q) Aquarea Air | Accessory | Plenum kit for external air connection with damper for room recirculation. For P-FTN15 | Fan Coil accessory |  |  |  |  | 447 |  |  | 3375 | 10 | 15 | 15 | 15 | - | - | - | -
PCZ-AHRD0572 | 4010869595612 | A2W | ACCESSORY | q) Aquarea Air | Accessory | Plenum kit for external air connection with damper for room recirculation. For P-FTN20 and P-FTQ30 | Fan Coil accessory |  |  |  |  | 492 |  |  | 3375 | 10 | 15 | 15 | 15 | - | - | - | -
PCZ-AHRD0573 | 4010869595629 | A2W | ACCESSORY | q) Aquarea Air | Accessory | Plenum kit for external air connection with damper for room recirculation. For P-FTN25 and P-FTQ45 | Fan Coil accessory |  |  |  |  | 581 |  |  | 3375 | 10 | 15 | 15 | 15 | - | - | - | -
PCZ-AHRD0574 | 4010869595636 | A2W | ACCESSORY | q) Aquarea Air | Accessory | Plenum kit for external air connection with damper for room recirculation. For P-FTN35 and P-FTQ60 | Fan Coil accessory |  |  |  |  | 648 |  |  | 3375 | 10 | 15 | 15 | 15 | - | - | - | -
PCZ-AHRD0575 | 4010869595643 | A2W | ACCESSORY | q) Aquarea Air | Accessory | Plenum kit for external air connection with damper for room recirculation. For P-FTN45 and P-FTQ65 | Fan Coil accessory |  |  |  |  | 748 |  |  | 3375 | 10 | 15 | 15 | 15 | - | - | - | -
PCZ-AHRD0651 | 4010869595650 | A2W | ACCESSORY | q) Aquarea Air | Accessory | Ducting plate Plenum kit for outdoor air connection with damper. For P-FSN20 | Fan Coil accessory |  |  |  |  | 56 |  |  | 3375 | 10 | 15 | 15 | 15 | - | - | - | -
PCZ-AHRD0652 | 4010869595667 | A2W | ACCESSORY | q) Aquarea Air | Accessory | Ducting plate Plenum kit for outdoor air connection with damper. For P-FSN25 and P-FSQ30 | Fan Coil accessory |  |  |  |  | 79 |  |  | 3375 | 10 | 15 | 15 | 15 | - | - | - | -
PCZ-AHRD0653 | 4010869595674 | A2W | ACCESSORY | q) Aquarea Air | Accessory | Ducting plate Plenum kit for outdoor air connection with damper. For P-FSN35 and P-FSQ45 | Fan Coil accessory |  |  |  |  | 101 |  |  | 3375 | 10 | 15 | 15 | 15 | - | - | - | -
PCZ-AHRD0654 | 4010869595681 | A2W | ACCESSORY | q) Aquarea Air | Accessory | Ducting plate Plenum kit for outdoor air connection with damper. For P-FSN45 and P-FSQ60 | Fan Coil accessory |  |  |  |  | 123 |  |  | 3375 | 10 | 15 | 15 | 15 | - | - | - | -
PCZ-AHRD0655 | 4010869595698 | A2W | ACCESSORY | q) Aquarea Air | Accessory | Ducting plate Plenum kit for outdoor air connection with damper. For P-FSN55 and P-FSQ75 | Fan Coil accessory |  |  |  |  | 146 |  |  | 3375 | 10 | 15 | 15 | 15 | - | - | - | -
PCZ-AHRD0611 | 4010869595704 | A2W | ACCESSORY | q) Aquarea Air | Accessory | Ducting plate Plenum kit for outdoor air connection with damper. For P-FTN15 | Fan Coil accessory |  |  |  |  | 56 |  |  | 3375 | 10 | 15 | 15 | 15 | - | - | - | -
PCZ-AHRD0612 | 4010869595711 | A2W | ACCESSORY | q) Aquarea Air | Accessory | Ducting plate Plenum kit for outdoor air connection with damper. For P-FTN20 and P-FTQ30 | Fan Coil accessory |  |  |  |  | 79 |  |  | 3375 | 10 | 15 | 15 | 15 | - | - | - | -
PCZ-AHRD0613 | 4010869595728 | A2W | ACCESSORY | q) Aquarea Air | Accessory | Ducting plate Plenum kit for outdoor air connection with damper. For P-FTN25 and P-FTQ45 | Fan Coil accessory |  |  |  |  | 101 |  |  | 3375 | 10 | 15 | 15 | 15 | - | - | - | -
PCZ-AHRD0614 | 4010869595735 | A2W | ACCESSORY | q) Aquarea Air | Accessory | Ducting plate Plenum kit for outdoor air connection with damper. For P-FTN35 and P-FTQ60 | Fan Coil accessory |  |  |  |  | 123 |  |  | 3375 | 10 | 15 | 15 | 15 | - | - | - | -
PCZ-AHRD0615 | 4010869595742 | A2W | ACCESSORY | q) Aquarea Air | Accessory | Ducting plate Plenum kit for outdoor air connection with damper. For P-FTN45 and P-FTQ65 | Fan Coil accessory |  |  |  |  | 146 |  |  | 3375 | 10 | 15 | 15 | 15 | - | - | - | -
PCZ-AHRD0656 | 4010869595759 | A2W | ACCESSORY | q) Aquarea Air | Accessory | 90º plenum for outdoor air kit with damper. For P-FSN20 | Fan Coil accessory |  |  |  |  | 101 |  |  | 3375 | 10 | 15 | 15 | 15 | - | - | - | -
PCZ-AHRD0657 | 4010869595766 | A2W | ACCESSORY | q) Aquarea Air | Accessory | 90º plenum for outdoor air kit with damper. For P-FSN25 and P-FSQ30 | Fan Coil accessory |  |  |  |  | 123 |  |  | 3375 | 10 | 15 | 15 | 15 | - | - | - | -
PCZ-AHRD0658 | 4010869595773 | A2W | ACCESSORY | q) Aquarea Air | Accessory | 90º plenum for outdoor air kit with damper. For P-FSN35 and P-FSQ45 | Fan Coil accessory |  |  |  |  | 134 |  |  | 3375 | 10 | 15 | 15 | 15 | - | - | - | -
PCZ-AHRD0659 | 4010869595780 | A2W | ACCESSORY | q) Aquarea Air | Accessory | 90º plenum for outdoor air kit with damper. For P-FSN45 and P-FSQ60 | Fan Coil accessory |  |  |  |  | 157 |  |  | 3375 | 10 | 15 | 15 | 15 | - | - | - | -
PCZ-AHRD0660 | 4010869595797 | A2W | ACCESSORY | q) Aquarea Air | Accessory | 90º plenum for outdoor air kit with damper. For P-FSN55 and P-FSQ75 | Fan Coil accessory |  |  |  |  | 190 |  |  | 3375 | 10 | 15 | 15 | 15 | - | - | - | -
PCZ-AHRD0616 | 4010869595803 | A2W | ACCESSORY | q) Aquarea Air | Accessory | 90º plenum for outdoor air kit with damper. For P-FTN15 | Fan Coil accessory |  |  |  |  | 90 |  |  | 3375 | 10 | 15 | 15 | 15 | - | - | - | -
PCZ-AHRD0617 | 4010869595810 | A2W | ACCESSORY | q) Aquarea Air | Accessory | 90º plenum for outdoor air kit with damper. For P-FTN20 and P-FTQ30 | Fan Coil accessory |  |  |  |  | 112 |  |  | 3375 | 10 | 15 | 15 | 15 | - | - | - | -
PCZ-AHRD0618 | 4010869595827 | A2W | ACCESSORY | q) Aquarea Air | Accessory | 90º plenum for outdoor air kit with damper. For P-FTN25 and P-FTQ45 | Fan Coil accessory |  |  |  |  | 134 |  |  | 3375 | 10 | 15 | 15 | 15 | - | - | - | -
PCZ-AHRD0619 | 4010869595834 | A2W | ACCESSORY | q) Aquarea Air | Accessory | 90º plenum for outdoor air kit with damper. For P-FTN35 and P-FTQ60 | Fan Coil accessory |  |  |  |  | 157 |  |  | 3375 | 10 | 15 | 15 | 15 | - | - | - | -
PCZ-AHRD0620 | 4010869595841 | A2W | ACCESSORY | q) Aquarea Air | Accessory | 90º plenum for outdoor air kit with damper. For P-FTN45 and P-FTQ65 | Fan Coil accessory |  |  |  |  | 179 |  |  | 3375 | 10 | 15 | 15 | 15 | - | - | - | -
PCZ-AHRD0661 | 4010869595858 | A2W | ACCESSORY | q) Aquarea Air | Accessory | Telescopic kit. For Plenum for outdoor air kit with damper. For P-FSN20 | Fan Coil accessory |  |  |  |  | 179 |  |  | 3375 | 10 | 15 | 15 | 15 | - | - | - | -
PCZ-AHRD0662 | 4010869595865 | A2W | ACCESSORY | q) Aquarea Air | Accessory | Telescopic kit. For Plenum for outdoor air kit with damper. For P-FSN25 and P-FSQ30 | Fan Coil accessory |  |  |  |  | 190 |  |  | 3375 | 10 | 15 | 15 | 15 | - | - | - | -
PCZ-AHRD0663 | 4010869595872 | A2W | ACCESSORY | q) Aquarea Air | Accessory | Telescopic kit. For Plenum for outdoor air kit with damper. For P-FSN35 and P-FSQ45 | Fan Coil accessory |  |  |  |  | 224 |  |  | 3375 | 10 | 15 | 15 | 15 | - | - | - | -
PCZ-AHRD0664 | 4010869595889 | A2W | ACCESSORY | q) Aquarea Air | Accessory | Telescopic kit. For Plenum for outdoor air kit with damper. For P-FSN45 and P-FSQ60 | Fan Coil accessory |  |  |  |  | 246 |  |  | 81796 | 5.8 | 26 | 121 | 26 | - | - | - | -
PCZ-AHRD0665 | 4010869595896 | A2W | ACCESSORY | q) Aquarea Air | Accessory | Telescopic kit. For Plenum for outdoor air kit with damper. For P-FSN55 and P-FSQ75 | Fan Coil accessory |  |  |  |  | 257 |  |  | 87100 | 7.2 | 25 | 134 | 26 | - | - | - | -
PCZ-AHRD0621 | 4010869595902 | A2W | ACCESSORY | q) Aquarea Air | Accessory | Telescopic kit. For Plenum for outdoor air kit with damper. For P-FTN15 | Fan Coil accessory |  |  |  |  | 168 |  |  | 3375 | 10 | 15 | 15 | 15 | - | - | - | -
PCZ-AHRD0622 | 4010869595919 | A2W | ACCESSORY | q) Aquarea Air | Accessory | Telescopic kit. For Plenum for outdoor air kit with damper. For P-FTN20 and P-FTQ30 | Fan Coil accessory |  |  |  |  | 179 |  |  | 3375 | 10 | 15 | 15 | 15 | - | - | - | -
PCZ-AHRD0623 | 4010869595926 | A2W | ACCESSORY | q) Aquarea Air | Accessory | Telescopic kit. For Plenum for outdoor air kit with damper. For P-FTN25 and P-FTQ45 | Fan Coil accessory |  |  |  |  | 213 |  |  | 3375 | 10 | 15 | 15 | 15 | - | - | - | -
PCZ-AHRD0624 | 4010869595933 | A2W | ACCESSORY | q) Aquarea Air | Accessory | Telescopic kit. For Plenum for outdoor air kit with damper. For P-FTN35 and P-FTQ60 | Fan Coil accessory |  |  |  |  | 235 |  |  | 3375 | 10 | 15 | 15 | 15 | - | - | - | -
PCZ-AHRD0625 | 4010869595940 | A2W | ACCESSORY | q) Aquarea Air | Accessory | Telescopic kit. For Plenum for outdoor air kit with damper. For P-FTN45 and P-FTQ65 | Fan Coil accessory |  |  |  |  | 246 |  |  | 3375 | 10 | 15 | 15 | 15 | - | - | - | -
PCZ-AHRD0666 | 4010869595957 | A2W | ACCESSORY | q) Aquarea Air | Accessory | Grille for telescopic kit. For Plenum for outdoor air kit with damper. For P-FSN20 | Fan Coil accessory |  |  |  |  | 190 |  |  | 3375 | 10 | 15 | 15 | 15 | - | - | - | -
PCZ-AHRD0667 | 4010869595964 | A2W | ACCESSORY | q) Aquarea Air | Accessory | Grille for telescopic kit. For Plenum for outdoor air kit with damper. For P-FSN25 and P-FSQ30 | Fan Coil accessory |  |  |  |  | 224 |  |  | 3375 | 10 | 15 | 15 | 15 | - | - | - | -
PCZ-AHRD0668 | 4010869595971 | A2W | ACCESSORY | q) Aquarea Air | Accessory | Grille for telescopic kit. For Plenum for outdoor air kit with damper. For P-FSN35 and P-FSQ45 | Fan Coil accessory |  |  |  |  | 246 |  |  | 3375 | 10 | 15 | 15 | 15 | - | - | - | -
PCZ-AHRD0669 | 4010869595988 | A2W | ACCESSORY | q) Aquarea Air | Accessory | Grille for telescopic kit. For Plenum for outdoor air kit with damper. For P-FSN45 and P-FSQ60 | Fan Coil accessory |  |  |  |  | 268 |  |  | 78650 | 10 | 25 | 121 | 26 | - | - | - | -
PCZ-AHRD0670 | 4010869595995 | A2W | ACCESSORY | q) Aquarea Air | Accessory | Grille for telescopic kit. For Plenum for outdoor air kit with damper. For P-FSN55 and P-FSQ75 | Fan Coil accessory |  |  |  |  | 302 |  |  | 49491 | 3.2 | 141 | 27 | 13 | - | - | - | -
PCZ-AHRD0626 | 4010869596008 | A2W | ACCESSORY | q) Aquarea Air | Accessory | Grille for telescopic kit. For Plenum for outdoor air kit with damper. For P-FTN15 | Fan Coil accessory |  |  |  |  | 179 |  |  | 3375 | 10 | 15 | 15 | 15 | - | - | - | -
PCZ-AHRD0627 | 4010869596015 | A2W | ACCESSORY | q) Aquarea Air | Accessory | Grille for telescopic kit. For Plenum for outdoor air kit with damper. For P-FTN20 and P-FTQ30 | Fan Coil accessory |  |  |  |  | 213 |  |  | 3375 | 10 | 15 | 15 | 15 | - | - | - | -
PCZ-AHRD0628 | 4010869596022 | A2W | ACCESSORY | q) Aquarea Air | Accessory | Grille for telescopic kit. For Plenum for outdoor air kit with damper. For P-FTN25 and P-FTQ45 | Fan Coil accessory |  |  |  |  | 235 |  |  | 3375 | 10 | 15 | 15 | 15 | - | - | - | -
PCZ-AHRD0629 | 4010869596039 | A2W | ACCESSORY | q) Aquarea Air | Accessory | Grille for telescopic kit. For Plenum for outdoor air kit with damper. For P-FTN35 and P-FTQ60 | Fan Coil accessory |  |  |  |  | 257 |  |  | 3375 | 10 | 15 | 15 | 15 | - | - | - | -
PCZ-AHRD0630 | 4010869596046 | A2W | ACCESSORY | q) Aquarea Air | Accessory | Grille for telescopic kit. For Plenum for outdoor air kit with damper. For P-FTN45 and P-FTQ65 | Fan Coil accessory |  |  |  |  | 291 |  |  | 3375 | 10 | 15 | 15 | 15 | - | - | - | -
PCZ-AHRD0519 | 4010869596060 | A2W | ACCESSORY | q) Aquarea Air | Accessory | Non-return damper for P-FTQ and P-FSQ | Fan Coil accessory |  |  |  |  | 151 |  |  | 7722.432 | 1.54 | 21.6 | 21.8 | 16.4 | - | - | - | -
P-CWSL10SC5-HBE | 4010869594257 | A2W | ACCESSORY | r) Aquarea Loop | Aquarea Loop | 1,1 kW Water loop heat pump. Modbus display. 2- and 3-way valves with modulation. | Water loop heat pump |  |  |  |  | 0 |  |  | 165750 | 37 | 75 | 85 | 26 | R290 | 0.1 | 0.02 | 2e-06
P-CWSL20SC5-HBE | 4010869594264 | A2W | ACCESSORY | r) Aquarea Loop | Aquarea Loop | 2,0 kW Water loop heat pump. Modbus display. 2- and 3-way valves with modulation. | Water loop heat pump |  |  |  |  | 0 |  |  | 205504 | 42 | 76 | 104 | 26 | R290 | 0.14 | 0.02 | 2.8e-06
P-CWSL30SC5-HBE | 4010869594271 | A2W | ACCESSORY | r) Aquarea Loop | Aquarea Loop | 3,0 kW Water loop heat pump. Modbus display. 2- and 3-way valves with modulation. | Water loop heat pump |  |  |  |  | 0 |  |  | 282568 | 47 | 76 | 143 | 26 | R290 | 0.15 | 0.02 | 3e-06
P-CWSL10SC5-WBE | 4010869594288 | A2W | ACCESSORY | r) Aquarea Loop | Aquarea Loop | 1,1 kW Water loop heat pump. Wi-Fi display. 2- and 3-way valves with modulation. | Water loop heat pump |  |  |  |  | 0 |  |  | 155125 | 47 | 73 | 85 | 25 | R290 | 0.1 | 0.02 | 2e-06
P-CWSL20SC5-WBE | 4010869594295 | A2W | ACCESSORY | r) Aquarea Loop | Aquarea Loop | 2,0 kW Water loop heat pump. Wi-Fi display. 2- and 3-way valves with modulation. | Water loop heat pump |  |  |  |  | 0 |  |  | 181440 | 44.8 | 72 | 105 | 24 | R290 | 0.14 | 0.02 | 2.8e-06
P-CWSL30SC5-WBE | 4010869594301 | A2W | ACCESSORY | r) Aquarea Loop | Aquarea Loop | 3,0 kW Water loop heat pump. Wi-Fi display. 2- and 3-way valves with modulation. | Water loop heat pump |  |  |  |  | 0 |  |  | 282568 | 47 | 76 | 143 | 26 | R290 | 0.15 | 0.02 | 3e-06
P-CWSL10SC5-HCE | 4010869594318 | A2W | ACCESSORY | r) Aquarea Loop | Aquarea Loop | 1,1 kW Water loop heat pump. Modbus display. | Water loop heat pump |  |  |  |  | 3029 |  |  | 148920 | 37 | 73 | 85 | 24 | R290 | 0.1 | 0.02 | 2e-06
P-CWSL20SC5-HCE | 4010869594325 | A2W | ACCESSORY | r) Aquarea Loop | Aquarea Loop | 2,0 kW Water loop heat pump. Modbus display. | Water loop heat pump |  |  |  |  | 3184 |  |  | 89996.4 | 43 | 64.1 | 97.5 | 14.4 | R290 | 0.14 | 0.02 | 2.8e-06
P-CWSL30SC5-HCE | 4010869594332 | A2W | ACCESSORY | r) Aquarea Loop | Aquarea Loop | 3,0 kW Water loop heat pump. Modbus display. | Water loop heat pump |  |  |  |  | 3644 |  |  | 234403 | 47 | 73 | 130 | 24.7 | R290 | 0.15 | 0.02 | 3e-06
P-CWSL10SC5-WCE | 4010869594349 | A2W | ACCESSORY | r) Aquarea Loop | Aquarea Loop | 1,1 kW Water loop heat pump. Wi-Fi display. | Water loop heat pump |  |  |  |  | 3064 |  |  | 165750 | 37 | 75 | 85 | 26 | R290 | 0.1 | 0.02 | 2e-06
P-CWSL20SC5-WCE | 4010869594356 | A2W | ACCESSORY | r) Aquarea Loop | Aquarea Loop | 2,0 kW Water loop heat pump. Wi-Fi display. | Water loop heat pump |  |  |  |  | 3219 |  |  | 89996.4 | 43 | 64.1 | 97.5 | 14.4 | R290 | 0.14 | 0.02 | 2.8e-06
P-CWSL30SC5-WCE | 4010869594363 | A2W | ACCESSORY | r) Aquarea Loop | Aquarea Loop | 3,0 kW Water loop heat pump. Wi-Fi display. | Water loop heat pump |  |  |  |  | 3674 |  |  | 227760 | 47 | 73 | 130 | 24 | R290 | 0.15 | 0.02 | 3e-06
P-CWSL10SC5-HEE | 4010869594370 | A2W | ACCESSORY | r) Aquarea Loop | Aquarea Loop | 1,1 kW Water loop heat pump. Modbus display. 2- and 3-way valves with modulation. Injection kit. | Water loop heat pump |  |  |  |  | 0 |  |  | 165750 | 37 | 75 | 85 | 26 | R290 | 0.1 | 0.02 | 2e-06
P-CWSL20SC5-HEE | 4010869594387 | A2W | ACCESSORY | r) Aquarea Loop | Aquarea Loop | 2,0 kW Water loop heat pump. Modbus display. 2- and 3-way valves with modulation. Injection kit. | Water loop heat pump |  |  |  |  | 0 |  |  | 89996.4 | 43 | 64.1 | 97.5 | 14.4 | R290 | 0.14 | 0.02 | 2.8e-06
P-CWSL30SC5-HEE | 4010869594394 | A2W | ACCESSORY | r) Aquarea Loop | Aquarea Loop | 3,0 kW Water loop heat pump. Modbus display. 2- and 3-way valves with modulation. Injection kit. | Water loop heat pump |  |  |  |  | 0 |  |  | 227760 | 47 | 73 | 130 | 24 | R290 | 0.15 | 0.02 | 3e-06
P-CWSL10SC5-WEE | 4010869594400 | A2W | ACCESSORY | r) Aquarea Loop | Aquarea Loop | 1,1 kW Water loop heat pump. Wi-Fi display. 2- and 3-way valves with modulation. Injection kit. | Water loop heat pump |  |  |  |  | 0 |  |  | 169936 | 37 | 76 | 86 | 26 | R290 | 0.1 | 0.02 | 2e-06
P-CWSL20SC5-WEE | 4010869594417 | A2W | ACCESSORY | r) Aquarea Loop | Aquarea Loop | 2,0 kW Water loop heat pump. Wi-Fi display. 2- and 3-way valves with modulation. Injection kit. | Water loop heat pump |  |  |  |  | 0 |  |  | 207480 | 42 | 76 | 105 | 26 | R290 | 0.14 | 0.02 | 2.8e-06
P-CWSL30SC5-WEE | 4010869594424 | A2W | ACCESSORY | r) Aquarea Loop | Aquarea Loop | 3,0 kW Water loop heat pump. Wi-Fi display. 2- and 3-way valves with modulation. Injection kit. | Water loop heat pump |  |  |  |  | 0 |  |  | 278850 | 47 | 75 | 143 | 26 | R290 | 0.15 | 0.02 | 3e-06
P-CWSL10SC5-HFE | 4010869594431 | A2W | ACCESSORY | r) Aquarea Loop | Aquarea Loop | 1,1 kW Water loop heat pump. Modbus display. Injection kit. | Water loop heat pump |  |  |  |  | 3239 |  |  | 165750 | 37 | 75 | 85 | 26 | R290 | 0.1 | 0.02 | 2e-06
P-CWSL20SC5-HFE | 4010869594448 | A2W | ACCESSORY | r) Aquarea Loop | Aquarea Loop | 2,0 kW Water loop heat pump. Modbus display. Injection kit. | Water loop heat pump |  |  |  |  | 3394 |  |  | 89996.4 | 43 | 64.1 | 97.5 | 14.4 | R290 | 0.14 | 0.02 | 2.8e-06
P-CWSL30SC5-HFE | 4010869594455 | A2W | ACCESSORY | r) Aquarea Loop | Aquarea Loop | 3,0 kW Water loop heat pump. Modbus display. Injection kit. | Water loop heat pump |  |  |  |  | 3849 |  |  | 237250 | 47 | 73 | 130 | 25 | R290 | 0.15 | 0.02 | 3e-06
P-CWSL10SC5-WFE | 4010869594462 | A2W | ACCESSORY | r) Aquarea Loop | Aquarea Loop | 1,1 kW Water loop heat pump. Wi-Fi display. Injection kit. | Water loop heat pump |  |  |  |  | 3269 |  |  | 165750 | 37 | 75 | 85 | 26 | R290 | 0.1 | 0.02 | 2e-06
P-CWSL20SC5-WFE | 4010869594479 | A2W | ACCESSORY | r) Aquarea Loop | Aquarea Loop | 2,0 kW Water loop heat pump. Wi-Fi display. Injection kit. | Water loop heat pump |  |  |  |  | 3429 |  |  | 191625 | 44.8 | 73 | 105 | 25 | R290 | 0.14 | 0.02 | 2.8e-06
P-CWSL30SC5-WFE | 4010869594486 | A2W | ACCESSORY | r) Aquarea Loop | Aquarea Loop | 3,0 kW Water loop heat pump. Wi-Fi display. Injection kit. | Water loop heat pump |  |  |  |  | 3884 |  |  | 227760 | 47 | 73 | 130 | 24 | R290 | 0.15 | 0.02 | 3e-06
PAW-TD20B8E3-2 | 8430352615416 | A2W | ACCESSORY | h) Combo Tank | Enamelled | Enamelled DHW tank 185 L + Buffer tank 80 L | Enamelled Combo tank |  |  |  |  | 6125 |  |  | 975426 | 166 | 196.5 | 73 | 68 | - | - | - | -
PAW-TD23B6E5 | 7070644007409 | A2W | ACCESSORY | h) Combo Tank | Stainless Steel | Stainless steel DHW tank 230 L + Buffer tank 60 L | Stainless steel Combo tank |  |  |  |  | 5450 |  |  | 981240 | 166 | 185 | 78 | 68 | - | - | - | -
PAW-BTANK50L-2 | 7070644007416 | A2W | ACCESSORY | g) Buffer Tank | Stainless Steel | 50 L Buffer tank | 50 L Buffer tank |  |  |  |  | 598 |  |  | 136620 | 15.2 | 69 | 45 | 44 | - | - | - | -
PAW-BTANK100L | 4010869367080 | A2W | ACCESSORY | g) Buffer Tank | Stainless Steel | 100 L Buffer tank | 100 L Buffer tank |  |  |  |  | 690 |  |  | 259072 | 28 | 128 | 46 | 44 | - | - | - | -
PAW-BTANKG200L | 4010869384445 | A2W | ACCESSORY | g) Buffer Tank | Stainless Steel | 200 L Buffer tank | 200 L Buffer tank |  |  |  |  | 888 |  |  | 483328 | 41 | 118 | 64 | 64 | - | - | - | -
PAW-BTANKG260L | 4010869384452 | A2W | ACCESSORY | g) Buffer Tank | Stainless Steel | 260 L Buffer tank | 260 L Buffer tank |  |  |  |  | 1070 |  |  | 593920 | 56 | 145 | 64 | 64 | - | - | - | -
PAW-TA15C1E5 | 4010869376143 | A2W | ACCESSORY | i) Sanitary Tank | Enamelled | 170 L Enamelled DHW tank | 170 L Enamelled DHW tank |  |  |  |  | 1725 |  |  | 504600 | 88 | 150 | 58 | 58 | - | - | - | -
PAW-TA20C1E5STD | 9004464481543 | A2W | ACCESSORY | i) Sanitary Tank | Enamelled | 200 L Enamelled DHW tank | 200 L Enamelled DHW tank |  |  |  |  | 1849 |  |  | 844800 | 90 | 132 | 80 | 80 | - | - | - | -
PAW-TA30C1E5STD | 9004464481550 | A2W | ACCESSORY | i) Sanitary Tank | Enamelled | 290 L Enamelled DHW tank | 290 L Enamelled DHW tank |  |  |  |  | 2249 |  |  | 1216000 | 123 | 190 | 80 | 80 | - | - | - | -
PAW-TA40C1E5STD | 9004464481796 | A2W | ACCESSORY | i) Sanitary Tank | Enamelled | 380 L Enamelled DHW tank | 380 L Enamelled DHW tank |  |  |  |  | 2995 |  |  | 1174400 | 191 | 183.5 | 80 | 80 | - | - | - | -
PAW-TA30C2E5STD | 9004464481802 | A2W | ACCESSORY | i) Sanitary Tank | Enamelled | 350 L Enamelled DHW tank with 2 coils | 350 L Enamelled DHW tank with 2 coils |  |  |  |  | 2995 |  |  | 1174400 | 169 | 183.5 | 80 | 80 | - | - | - | -
PAW-TA20C1E5C | 9004464488290 | A2W | ACCESSORY | i) Sanitary Tank | Enamelled | 200 L Square Enamelled DHW tank | 200 L Square Enamelled DHW tank |  |  |  |  | 4065 |  |  | 862400 | 90 | 176 | 70 | 70 | - | - | - | -
PAW-TD20C1E5-1 | 4010869385589 | A2W | ACCESSORY | i) Sanitary Tank | Stainless Steel | 200 L Stainless steel DHW tank | 200 L Stainless steel DHW tank |  |  |  |  | 1620 |  |  | 460232.5 | 52 | 130 | 59.5 | 59.5 | - | - | - | -
PAW-TD30C1E5-1 | 4010869385572 | A2W | ACCESSORY | i) Sanitary Tank | Stainless Steel | 300 L Stainless steel DHW tank | 300 L Stainless steel DHW tank |  |  |  |  | 1850 |  |  | 644400 | 67 | 179 | 60 | 60 | - | - | - | -
PAW-TD30C1E5HI-1 | 4010869385596 | A2W | ACCESSORY | i) Sanitary Tank | Stainless Steel | 300 L High efficiency Stainless steel DHW tank | 300 L High eff Stainless steel DHW tank |  |  |  |  | 2395 |  |  | 644400 | 71 | 179 | 60 | 60 | - | - | - | -
PAW-TS1 | 4010869190282 | A2W | ACCESSORY | m) Accessory | Sensor Cable | Tank sensor with 5 m cable | 5 m tank sensor |  |  |  |  | 54 |  |  | 434 | 0.161 | 2 | 15.5 | 14 | - | - | - | -
PAW-TS2 | 4010869190299 | A2W | ACCESSORY | m) Accessory | Sensor Cable | Tank sensor with 20 m cable | 20 m tank sensor |  |  |  |  | 76 |  |  | 840 | 0.219 | 4 | 15 | 14 | - | - | - | -
PAW-TS4 | 4010869203258 | A2W | ACCESSORY | m) Accessory | Sensor Cable | Tank sensor with 5 m cable length and 6 mm diameter | 5 m tank sensor with 6 mm diameter |  |  |  |  | 54 |  |  | 581.25 | 0.155 | 2.5 | 15.5 | 15 | - | - | - | -
CZ-TK1 | 4010869166683 | A2W | ACCESSORY | m) Accessory | Sensor Cable | Third-party tank temperature sensor kit (with copper pocket and 20m sensor cable) | Tank sensor kit |  |  |  |  | 86 |  |  | 1632 | 0.332 | 4 | 25.5 | 16 | - | - | - | -
PAW-EANODE2 | 4010869387279 | A2W | ACCESSORY | m) Accessory | All In One | Impressed current anode for 200 L Stainless Steel tanks | Electric anode |  |  |  |  | 350 |  |  | 4300 | 2.32 | 5 | 86 | 10 | - | - | - | -
PAW-EANODE3 | 4010869387262 | A2W | ACCESSORY | m) Accessory | All In One | Impressed current anode for 300 L Stainless Steel tanks | Electric anode |  |  |  |  | 400 |  |  | 25850 | 0.5 | 22 | 47 | 25 | - | - | - | -
PAW-A2W-VENTA-R | 4010869359122 | A2W | ACCESSORY | s) Resdtl Vent | Hrvu Others | Residential ventilation unit with heat recovery – air supply on the right side | RVU 204 M3/H (Right hand) |  |  |  |  | 3895 |  |  | 297000 | 54 | 66 | 75 | 60 | - | - | - | -
PAW-A2W-VENTA-L | 4010869359115 | A2W | ACCESSORY | s) Resdtl Vent | Hrvu Others | Residential ventilation unit with heat recovery – air supply on the left side | RVU 204 M3/H (Left hand) |  |  |  |  | 3895 |  |  | 279792 | 54 | 67 | 72 | 58 | - | - | - | -
PAW-VEN-DPL | 4010869359153 | A2W | ACCESSORY | m) Accessory | Resdtl Vent | HRV touch control panel. White frame (cable to be ordered separately) | HRV touch control |  |  |  |  | 277 |  |  | 1764 | 0.18 | 4 | 21 | 21 | - | - | - | -
PAW-VEN-CBLEXT12 | 4010869359139 | A2W | ACCESSORY | m) Accessory | Resdtl Vent | Cable with plug for electrical connection between unit and control panel, type CE and CD (12 m) | CEC cable w/plug 12M |  |  |  |  | 53 |  |  | 1125 | 0.205 | 5 | 15 | 15 | - | - | - | -
PAW-VEN-DIVPLG | 4010869359146 | A2W | ACCESSORY | m) Accessory | Resdtl Vent | Twin connector for installing several CD or CE type control panels on a single unit | Twin connector |  |  |  |  | 12 |  |  | 731.5 | 0.01 | 3.5 | 19 | 11 | - | - | - | -
PAW-VEN-DPLBOX | 4010869359191 | A2W | ACCESSORY | m) Accessory | Resdtl Vent | HRV touch panel wall mount kit | HRV touch panel wall mount kit |  |  |  |  | 156 |  |  | 605 | 0.19 | 5 | 11 | 11 | - | - | - | -
PAW-VEN-ACCPCB | 4010869359214 | A2W | ACCESSORY | m) Accessory | Resdtl Vent | Optional PCB for additional functions | Optional PCB for additional functions |  |  |  |  | 87 |  |  | 965.6 | 0.2 | 4 | 17 | 14.2 | - | - | - | -
PAW-VEN-FLTKIT | 4010869359221 | A2W | ACCESSORY | m) Accessory | Resdtl Vent | Supply and extract filters kit | Supply and extract filters kit |  |  |  |  | 105 |  |  | 3807 | 0.205 | 4.5 | 47 | 18 | - | - | - | -
PAW-VEN-S-CO2RH-W | 4010869359177 | A2W | ACCESSORY | m) Accessory | Resdtl Vent | CO2 RH wall-mounted sensor | CO2 RH wall-mounted sensor |  |  |  |  | 554 |  |  | 825 | 0.185 | 6 | 12.5 | 11 | - | - | - | -
PAW-VEN-S-CO2-D | 4010869359160 | A2W | ACCESSORY | m) Accessory | Resdtl Vent | CO2 duct sensor | CO2 duct sensor |  |  |  |  | 474 |  |  | 3036.69 | 0.27 | 11.5 | 16.3 | 16.2 | - | - | - | -
PAW-VEN-S-CO2-W | 4010869359184 | A2W | ACCESSORY | m) Accessory | Resdtl Vent | CO2 wall-mounted sensor | CO2 wall-mounted sensor |  |  |  |  | 641 |  |  | 877.5 | 0.17 | 6 | 12.5 | 11.7 | - | - | - | -
PAW-VEN-WBRK | 4010869359207 | A2W | ACCESSORY | m) Accessory | Resdtl Vent | Wall bracket kit for stand-alone wall mounting | Wall bracket kit for wall mounting |  |  |  |  | 58 |  |  | 26130 | 1.86 | 15 | 67 | 26 | - | - | - | -
PAW-VEN-HTR06 | 4010869370240 | A2W | ACCESSORY | m) Accessory | Resdtl Vent | Electrical duct heater 0,6 kW | Electrical duct heater 0,6 kW |  |  |  |  | 575 |  |  | 1500 | 1 | 15 | 10 | 10 | - | - | - | -
PAW-VEN-HTR12 | 4010869370233 | A2W | ACCESSORY | m) Accessory | Resdtl Vent | Electrical duct heater 1,2 kW | Electrical duct heater 1,2 kW |  |  |  |  | 469 |  |  | 1500 | 1 | 15 | 10 | 10 | - | - | - | -
P-VEN15XQAZE5 | 4010869660716 | A2W | ACCESSORY | s) Resdtl Vent | Aquarea Vent | Cross-counterflow HRV Universal mounting 91 m3/h air flow | RVU Counter-Flow HEX, 10Z |  | PAW-VENTX10Z-1 |  |  | 2006 |  |  | 101400 | 18 | 65 | 65 | 24 | - | - | - | -
P-VEN20XQAZE5 | 4010869660723 | A2W | ACCESSORY | s) Resdtl Vent | Aquarea Vent | Cross-counterflow HRV Universal mounting | RVU Counter-Flow HEX, 20Z |  | PAW-VENTX20Z-1 |  |  | 2586 |  |  | 299376 | 21 | 40.5 | 88 | 84 | - | - | - | -
P-VEN30XQAZE5 | 4010869660754 | A2W | ACCESSORY | s) Resdtl Vent | Aquarea Vent | Cross-counterflow HRV Universal mounting | RVU Counter-Flow HEX, 20Z |  | PAW-VENTX25Z-1 |  |  | 2878 |  |  | 292320 | 21 | 40 | 87 | 84 | - | - | - | -
P-VEN15XQAHE5 | 4010869660693 | A2W | ACCESSORY | s) Resdtl Vent | Aquarea Vent | Cross-counterflow HRV Horizontal mounting 109 m3/h air flow | RVU Counter-Flow HEX, 20H |  | PAW-VENTX20H-1 |  |  | 2742 |  |  | 192882 | 26 | 34 | 93 | 61 | - | - | - | -
P-VEN15XQAVE5 | 4010869660709 | A2W | ACCESSORY | s) Resdtl Vent | Aquarea Vent | Cross-counterflow HRV Vertical mounting 112 m3/h air flow | RVU Counter-Flow HEX, 20V |  | PAW-VENTX20V-1 |  |  | 2909 |  |  | 236577 | 32 | 66 | 67 | 53.5 | - | - | - | -
P-VEN30XQAHE5 | 4010869660730 | A2W | ACCESSORY | s) Resdtl Vent | Aquarea Vent | Cross-counterflow HRV Horizontal mounting 210 m3/h air flow | RVU Counter-Flow HEX, 30H |  | PAW-VENTX30H-1 |  |  | 3039 |  |  | 218753.625 | 33 | 36.5 | 91.5 | 65.5 | - | - | - | -
P-VEN30XQAVE5 | 4010869660747 | A2W | ACCESSORY | s) Resdtl Vent | Aquarea Vent | Cross-counterflow HRV Vertical mounting 210 m3/h air flow | RVU Counter-Flow HEX, 30V |  | PAW-VENTX30V-1 |  |  | 3104 |  |  | 417656 | 38 | 74 | 83 | 68 | - | - | - | -
P-VEN35XQAHE5 | 4010869660761 | A2W | ACCESSORY | s) Resdtl Vent | Aquarea Vent | Cross-counterflow HRV Horizontal mounting 238 m3/h air flow | RVU Counter-Flow HEX, 40H |  | PAW-VENTX40H-1 |  |  | 3403 |  |  | 347472 | 39 | 36 | 127 | 76 | - | - | - | -
P-VEN40XQAVE5 | 4010869660778 | A2W | ACCESSORY | s) Resdtl Vent | Aquarea Vent | Cross-counterflow HRV Vertical mounting 266 m3/h air flow | RVU Counter-Flow HEX, 40V |  | PAW-VENTX40V-1 |  |  | 3476 |  |  | 516600 | 42 | 75 | 84 | 82 | - | - | - | -
P-VEN45XQAHE5 | 4010869660785 | A2W | ACCESSORY | s) Resdtl Vent | Aquarea Vent | Cross-counterflow HRV Horizontal mounting | RVU Counter-Flow HEX, 50H |  | PAW-VENTX50H-1 |  |  | 3812 |  |  | 331152.5 | 42 | 35 | 127 | 74.5 | - | - | - | -
P-VEN45XQAVE5 | 4010869660792 | A2W | ACCESSORY | s) Resdtl Vent | Aquarea Vent | Cross-counterflow HRV Vertical mounting 266 m3/h | RVU Counter-Flow HEX, 50V |  | PAW-VENTX50V-1 |  |  | 3892 |  |  | 478880 | 46 | 73 | 82 | 80 | - | - | - | -
PCZ-AHRP0025 | 4010869677981 | A2W | ACCESSORY | m) Accessory | Resdtl Vent | Wall-mounted control with Modbus for Aquarea Vent | Wall control Vent |  |  |  |  | 220 |  |  | 3456 | 0.4 | 9 | 24 | 16 | - | - | - | -
PCZ-AHRP0026 | 4010869677998 | A2W | ACCESSORY | m) Accessory | Resdtl Vent | Wall-mounted control with Integrated Wi-Fi for Aquarea Vent. | Wall control Vent with Wi-Fi |  |  |  |  | 270 |  |  | 1500 | 0.77 | 10 | 15 | 10 | - | - | - | -
PCZ-AHRP0421 | 4010869660815 | A2W | ACCESSORY | m) Accessory | Resdtl Vent | Electrical duct heater 0,5 kW, DN160 mm. | Electrical duct heater 0.5 kW, DN160 mm |  |  |  |  | 735 |  |  | 34539.75 | 7.68 | 25.5 | 43 | 31.5 | - | - | - | -
PCZ-AHRP0422 | 4010869660822 | A2W | ACCESSORY | m) Accessory | Resdtl Vent | Electrical duct heater 1,0 kW, DN160 mm. | Electrical duct heater 1 kW, DN160 mm |  |  |  |  | 865 |  |  | 8000 | 6 | 20 | 20 | 20 | - | - | - | -
PCZ-AHRP0501 | 4010869660839 | A2W | ACCESSORY | m) Accessory | Resdtl Vent | Spare F7 filter kit (2 pcs) for models 15Z, 20Z, 30Z, 15H and 15V | Filter Kit (2 pcs) 15Z, 20Z, 30Z, 20H, 20V |  |  |  |  | 65 |  |  | 2361.8 | 0.47 | 5 | 24.1 | 19.6 | - | - | - | -
PCZ-AHRP0507 | 4010869660877 | A2W | ACCESSORY | m) Accessory | Resdtl Vent | Spare F7 filter kit (2 pcs) for models 30H | Filter Kit (2 pcs) 30H |  |  |  |  | 75 |  |  | 2979.2 | 0.25 | 5.6 | 28 | 19 | - | - | - | -
PCZ-AHRP0502 | 4010869660846 | A2W | ACCESSORY | m) Accessory | Resdtl Vent | Spare F7 filter kit (2 pcs) for models 30V | Filter Kit (2 pcs) 30V |  |  |  |  | 75 |  |  | 8000 | 6 | 20 | 20 | 20 | - | - | - | -
PCZ-AHRP0503 | 4010869660853 | A2W | ACCESSORY | m) Accessory | Resdtl Vent | Spare F7 filter kit (2 pcs) for models 35H and 45H | Filter Kit (2 pcs) 35H, 45H |  |  |  |  | 95 |  |  | 35107.2 | 0.35 | 48 | 27.6 | 26.5 | - | - | - | -
PCZ-AHRP0504 | 4010869660860 | A2W | ACCESSORY | m) Accessory | Resdtl Vent | Spare F7 filter kit (2 pcs) for models 40V and 45V | Filter Kit (2 pcs) 40V, 45V |  |  |  |  | 10 |  |  | 8000 | 6 | 20 | 20 | 20 | - | - | - | -
PCZ-AHRP0901 | 4010869660891 | A2W | ACCESSORY | m) Accessory | Resdtl Vent | Activated carbon filter (1 pc) for models 15Z, 20Z, 30Z, 15H and 15V | Carbon Ftr (1 pc) for 15Z, 20Z, 30Z, 15H, 15V |  |  |  |  | 40 |  |  | 11491.2 | 0.13 | 28 | 22.8 | 18 | - | - | - | -
PCZ-AHRP0508 | 4010869660884 | A2W | ACCESSORY | m) Accessory | Resdtl Vent | Activated carbon filter (1 pc) for models 30H | Carbon Ftr (1 pc) for 30H |  |  |  |  | 50 |  |  | 8000 | 6 | 20 | 20 | 20 | - | - | - | -
PCZ-AHRP0902 | 4010869660907 | A2W | ACCESSORY | m) Accessory | Resdtl Vent | Activated carbon filter (1 pc) for models 30V | Carbon Ftr (1 pc) for 30V |  |  |  |  | 50 |  |  | 8000 | 6 | 20 | 20 | 20 | - | - | - | -
PCZ-AHRP0903 | 4010869660914 | A2W | ACCESSORY | m) Accessory | Resdtl Vent | Activated carbon filter (1 pc) for models 35H and 45H. | Carbon Ftr (1 pc) for 35H, 45 H |  |  |  |  | 60 |  |  | 8000 | 6 | 20 | 20 | 20 | - | - | - | -
PCZ-AHRP0904 | 4010869660921 | A2W | ACCESSORY | m) Accessory | Resdtl Vent | Activated carbon filter (1 pc) for models 40V and 45V. | Carbon Filter (1 pc) for 40V, 45V |  |  |  |  | 75 |  |  | 42124.5 | 0.29 | 46 | 49.5 | 18.5 | - | - | - | -
PCZ-STE016181 | 4010869596329 | A2W | ACCESSORY | m) Accessory | Resdtl Vent | External wall grid with flow deviation. Stainless steel, DN 160 mm | ERV accessories |  |  |  |  | 65 |  |  | 3375 | 10 | 15 | 15 | 15 | - | - | - | -
PCZ-STE016185 | 4010869596336 | A2W | ACCESSORY | m) Accessory | Resdtl Vent | Roof terminal. Stainless steel, DN 160mm | ERV accessories |  |  |  |  | 270 |  |  | 3375 | 10 | 15 | 15 | 15 | - | - | - | -
PCZ-STE016190 | 4010869596343 | A2W | ACCESSORY | m) Accessory | Resdtl Vent | Through for flat roof terminal. stainless steel, DN 160mm | ERV accessories |  |  |  |  | 415 |  |  | 3375 | 10 | 15 | 15 | 15 | - | - | - | -
PCZ-STE016191 | 4010869596350 | A2W | ACCESSORY | m) Accessory | Resdtl Vent | Through for terminal inclined roof 45°. Stainless steel, DN 160mm | ERV accessories |  |  |  |  | 500 |  |  | 3375 | 10 | 15 | 15 | 15 | - | - | - | -
PCZ-STE080189 | 4010869596367 | A2W | ACCESSORY | m) Accessory | Resdtl Vent | Through insulation collar for roof terminal | ERV accessories |  |  |  |  | 100 |  |  | 3375 | 10 | 15 | 15 | 15 | - | - | - | -
PCZ-SRA116110 | 4010869596374 | A2W | ACCESSORY | m) Accessory | Resdtl Vent | Insulated joint male/male. DN 160 mm | ERV accessories |  |  |  |  | 20 |  |  | 3375 | 10 | 15 | 15 | 15 | - | - | - | -
PCZ-SRA116120 | 4010869596381 | A2W | ACCESSORY | m) Accessory | Resdtl Vent | Insulated sleeve female/female. DN 160 mm | ERV accessories |  |  |  |  | 25 |  |  | 3375 | 10 | 15 | 15 | 15 | - | - | - | -
PCZ-SRA112132 | 4010869596398 | A2W | ACCESSORY | m) Accessory | Resdtl Vent | Insulated reducer female/male. DN 160 mm to DN 125 mm | ERV accessories |  |  |  |  | 35 |  |  | 3375 | 10 | 15 | 15 | 15 | - | - | - | -
PCZ-SRA116132 | 4010869596404 | A2W | ACCESSORY | m) Accessory | Resdtl Vent | Insulated reducer female/male. DN 200 mm to DN 160 mm | ERV accessories |  |  |  |  | 45 |  |  | 3375 | 10 | 15 | 15 | 15 | - | - | - | -
PCZ-SCS116001 | 4010869596411 | A2W | ACCESSORY | m) Accessory | Resdtl Vent | Rigid insulated pipe (primary EPP pipe). DN 160mm, L = 1mt, 1 joint included | ERV accessories |  |  |  |  | 60 |  |  | 3375 | 10 | 15 | 15 | 15 | - | - | - | -
PCZ-SCS116090 | 4010869596428 | A2W | ACCESSORY | m) Accessory | Resdtl Vent | Elbow 90° (primary EPP pipe. DN 160mm, 1 joint included | ERV accessories |  |  |  |  | 25 |  |  | 3375 | 10 | 15 | 15 | 15 | - | - | - | -
PCZ-SCS116160 | 4010869596435 | A2W | ACCESSORY | m) Accessory | Resdtl Vent | Connection joint (primary EPP pipe). DN 160mm | ERV accessories |  |  |  |  | 9 |  |  | 3375 | 10 | 15 | 15 | 15 | - | - | - | -
PCZ-SCS116120 | 4010869596442 | A2W | ACCESSORY | m) Accessory | Resdtl Vent | Reducer (primary EPP pipe). DN 160mm to DN 125mm | ERV accessories |  |  |  |  | 10 |  |  | 3375 | 10 | 15 | 15 | 15 | - | - | - | -
PCZ-SCE116010 | 4010869596459 | A2W | ACCESSORY | m) Accessory | Resdtl Vent | 10 m primary flexible duct with insulated hose. DH 160 mm. | ERV accessories |  |  |  |  | 215 |  |  | 3375 | 10 | 15 | 15 | 15 | - | - | - | -
PCZ-SCE316010 | 4010869596466 | A2W | ACCESSORY | m) Accessory | Resdtl Vent | 10 m primary flexible duct with insulated aluphonic hose. DH 160 mm. | ERV accessories |  |  |  |  | 165 |  |  | 3375 | 10 | 15 | 15 | 15 | - | - | - | -
PCZ-SCE099120 | 4010869596473 | A2W | ACCESSORY | m) Accessory | Resdtl Vent | Hose clamp for hose. 60/325 mm. | ERV accessories |  |  |  |  | 2.5 |  |  | 3375 | 6 | 15 | 15 | 15 | - | - | - | -
PCZ-SCE199121 | 4010869596480 | A2W | ACCESSORY | m) Accessory | Resdtl Vent | Black air-tight anti-condensation tape. 50 mm x 10 m | ERV accessories |  |  |  |  | 12 |  |  | 3375 | 10 | 15 | 15 | 15 | - | - | - | -
PCZ-SCE199122 | 4010869596497 | A2W | ACCESSORY | m) Accessory | Resdtl Vent | Aluminium tape. 50 mm x 10 m. Sp 40 µm | ERV accessories |  |  |  |  | 20 |  |  | 3375 | 10 | 15 | 15 | 15 | - | - | - | -
PCZ-SCE216001 | 4010869596503 | A2W | ACCESSORY | m) Accessory | Resdtl Vent | Flexible silencer male/male. DN 160mm, SP 25mm, L = 1000 mm | ERV accessories |  |  |  |  | 120 |  |  | 3375 | 10 | 15 | 15 | 15 | - | - | - | -
PCZ-SCO164044 | 4010869596510 | A2W | ACCESSORY | m) Accessory | Resdtl Vent | TG1 insulated steel manifold with inspection door and side/front/perpendicular exits. 1x DN 160mm - 4+4+4x DN 75/90mm | ERV accessories |  |  |  |  | 200 |  |  | 3375 | 10 | 15 | 15 | 15 | - | - | - | -
PCZ-SCO164084 | 4010869596527 | A2W | ACCESSORY | m) Accessory | Resdtl Vent | TG2 insulated steel manifold with inspection door and side/front/perpendicular exits. 1x DN 160mm - 4+8+4x DN 75/90mm | ERV accessories |  |  |  |  | 240 |  |  | 3375 | 10 | 15 | 15 | 15 | - | - | - | -
PCZ-SCO164124 | 4010869596534 | A2W | ACCESSORY | m) Accessory | Resdtl Vent | TG3 insulated steel manifold with inspection door and side/front/perpendicular exits. 1x DN160mm - 4+12+4x DN 75/90mm | ERV accessories |  |  |  |  | 290 |  |  | 3375 | 10 | 15 | 15 | 15 | - | - | - | -
PCZ-SRS075140 | 4010869596541 | A2W | ACCESSORY | m) Accessory | Resdtl Vent | Manifold/ Plenum coupling for DN75 corrugated start. | ERV accessories |  |  |  |  | 11 |  |  | 3375 | 7.5 | 15 | 15 | 15 | - | - | - | -
PCZ-SRS080141 | 4010869596558 | A2W | ACCESSORY | m) Accessory | Resdtl Vent | Collector blind plug for manifold. | ERV accessories |  |  |  |  | 6 |  |  | 3375 | 10 | 15 | 15 | 15 | - | - | - | -
PCZ-SRP080001 | 4010869596565 | A2W | ACCESSORY | m) Accessory | Resdtl Vent | Static flow regulator. 15 => 50 m3/h, step min = 5 m3/h | ERV accessories |  |  |  |  | 10 |  |  | 3375 | 5.8 | 15 | 15 | 15 | - | - | - | -
PCZ-SRS075050 | 4010869596572 | A2W | ACCESSORY | m) Accessory | Resdtl Vent | 50 m corrugated pipe coil. DN 75mm. | ERV accessories |  |  |  |  | 325 |  |  | 3375 | 10 | 15 | 15 | 15 | - | - | - | -
PCZ-SRS075145 | 4010869596589 | A2W | ACCESSORY | m) Accessory | Resdtl Vent | O-Ring. DN 75mm | ERV accessories |  |  |  |  | 5 |  |  | 3375 | 6 | 15 | 15 | 15 | - | - | - | -
PCZ-SRS075150 | 4010869596596 | A2W | ACCESSORY | m) Accessory | Resdtl Vent | Corrugated pipe blind plug. DN 75mm | ERV accessories |  |  |  |  | 9 |  |  | 3375 | 7 | 15 | 15 | 15 | - | - | - | -
PCZ-SRS075120 | 4010869596602 | A2W | ACCESSORY | m) Accessory | Resdtl Vent | Joint male/male. DN 75mm including two O-ring | ERV accessories |  |  |  |  | 10 |  |  | 3375 | 7.5 | 15 | 15 | 15 | - | - | - | -
PCZ-SRS075155 | 4010869596619 | A2W | ACCESSORY | m) Accessory | Resdtl Vent | Fixing clip. DN 75mm. Use every 1.5 - 2 m linear and before and after each curve | ERV accessories |  |  |  |  | 3 |  |  | 3375 | 5.8 | 15 | 15 | 15 | - | - | - | -
PCZ-SRS075160 | 4010869596626 | A2W | ACCESSORY | m) Accessory | Resdtl Vent | 90° vertical angle. DN 75mm. Two O-rings included | ERV accessories |  |  |  |  | 35 |  |  | 3375 | 10 | 15 | 15 | 15 | - | - | - | -
PCZ-REV081111 | 4010869596633 | A2W | ACCESSORY | m) Accessory | Resdtl Vent | EPP polypropylene diffuser, modular and patented with 75/90mm coupling, coupling for modular coupling , filter and installation brackets. | ERV accessories |  |  |  |  | 80 |  |  | 3375 | 10 | 15 | 15 | 15 | - | - | - | -
PCZ-SBO130860 | 4010869596640 | A2W | ACCESSORY | m) Accessory | Resdtl Vent | Replacement filter (10 pcs). | ERV accessories |  |  |  |  | 100 |  |  | 3375 | 10 | 15 | 15 | 15 | - | - | - | -
PCZ-SBO130801 | 4010869596657 | A2W | ACCESSORY | m) Accessory | Resdtl Vent | Grid 1x perforated round hole. Steel, white finish, 190x140mm | ERV accessories |  |  |  |  | 55 |  |  | 3375 | 10 | 15 | 15 | 15 | - | - | - | -
PCZ-SBO300801 | 4010869596664 | A2W | ACCESSORY | m) Accessory | Resdtl Vent | Grid 2x perforated round hole. Steel, white finish, 360x140mm | ERV accessories |  |  |  |  | 75 |  |  | 3375 | 10 | 15 | 15 | 15 | - | - | - | -
PCZ-SBO480801 | 4010869596671 | A2W | ACCESSORY | m) Accessory | Resdtl Vent | Grid 3x perforated round hole. Steel, white finish, 540x140mm | ERV accessories |  |  |  |  | 90 |  |  | 3375 | 10 | 15 | 15 | 15 | - | - | - | -
PCZ-SBO302001 | 4010869596688 | A2W | ACCESSORY | m) Accessory | Resdtl Vent | Grid 4x perforated round hole. Steel, white finish, 360x260mm | ERV accessories |  |  |  |  | 100 |  |  | 3375 | 10 | 15 | 15 | 15 | - | - | - | -
PCZ-SBO130802 | 4010869596695 | A2W | ACCESSORY | m) Accessory | Resdtl Vent | Grid 1x perforated square hole. Steel, white finish, 190x140mm | ERV accessories |  |  |  |  | 55 |  |  | 3375 | 10 | 15 | 15 | 15 | - | - | - | -
PCZ-SBO300802 | 4010869596701 | A2W | ACCESSORY | m) Accessory | Resdtl Vent | Grid 2x perforated square hole. Steel, white finish, 360x140mm | ERV accessories |  |  |  |  | 75 |  |  | 3375 | 10 | 15 | 15 | 15 | - | - | - | -
PCZ-SBO480802 | 4010869596718 | A2W | ACCESSORY | m) Accessory | Resdtl Vent | Grid 3x perforated square hole. Steel, white finish, 540x140mm | ERV accessories |  |  |  |  | 90 |  |  | 3375 | 10 | 15 | 15 | 15 | - | - | - | -
PCZ-SBO302002 | 4010869596725 | A2W | ACCESSORY | m) Accessory | Resdtl Vent | Grid 5x perforated square hole. Steel, white finish, 360x260mm | ERV accessories |  |  |  |  | 100 |  |  | 3375 | 10 | 15 | 15 | 15 | - | - | - | -
PAW-DHW-STAND-1 | 4010869751001 | A2W | ACCESSORY | f) DHW Heatpump | Accessory | Stand for wall-mounted models (required for installation in non-load-bearing walls) | DHW heat pump stand |  |  | N | 2025-10-01 | 250 |  |  | 43248 | 3 | 16 | 53 | 51 | - | - | - | -
PAW-DHWSOLAR-KIT | 3800879313792 | A2W | ACCESSORY | f) DHW Heatpump | Accessory | Accessory kit for external connection (PV or water pump for circulation) | Solar kit |  |  | N | 2025-12-01 | 35 |  |  | 3750 | 0.35 | 30 | 25 | 5 | R290 | 0.15 | 0.02 | 3e-06
P-DHW100AE5 | 4010869648394 | A2W | ACCESSORY | f) DHW Heatpump | Wall | DHW heat pump 100 L Wall mounted | DHW heat pump 100 L Wall mounted |  | PAW-DHW100W-1 | N | 2025-10-01 | 1850 |  |  | 494160 | 61 | 142 | 60 | 58 | R290 | 0.15 | 0.02 | 3e-06
P-DHW150AE5 | 4010869648400 | A2W | ACCESSORY | f) DHW Heatpump | Wall | DHW heat pump 150 L Wall mounted | DHW heat pump 150 L Wall mounted |  | PAW-DHW150W-1 | N | 2025-10-01 | 2000 |  |  | 372360 | 69 | 107 | 60 | 58 | R290 | 0.15 | 0.02 | 3e-06
P-DHW200AE5 | 4010869648417 | A2W | ACCESSORY | f) DHW Heatpump | Floor | DHW heat pump 200 L Floor standing | DHW heat pump 200 L Floor standing |  | PAW-DHW200F |  |  | 2820 |  |  | 859050 | 96 | 166 | 75 | 69 | R290 | 0.15 | 0.02 | 3e-06
P-DHW200CAE5 | 4010869648424 | A2W | ACCESSORY | f) DHW Heatpump | Floor | DHW heat pump 200 L Floor standing with additional coil | DHW heat pump 200 L Floor 2 coils |  |  |  |  | 3010 |  |  | 859050 | 96 | 166 | 75 | 69 | R290 | 0.15 | 0.02 | 3e-06
P-DHW260AE5 | 4010869648431 | A2W | ACCESSORY | f) DHW Heatpump | Floor | DHW heat pump 260 L Floor standing | DHW heat pump 260 L Floor standing |  | PAW-DHW270F |  |  | 3060 |  |  | 989400 | 113 | 194 | 75 | 68 | R290 | 0.15 | 0.02 | 3e-06
P-DHW260CAE5 | 4010869648448 | A2W | ACCESSORY | f) DHW Heatpump | Floor | DHW heat pump 2260 L Floor standing with additional coil | DHW heat pump 260 L Floor 2 coils |  | PAW-DHW270C1F |  |  | 3240 |  |  | 1002397.5 | 127 | 195 | 74.5 | 69 | R290 | 0.15 | 0.02 | 3e-06
CU-2TZ41TBE | 5025232873289 | RAC | OUTDOOR | h) Multi | TZ Series | 4,1 kW TZ outdoor unit with 2 connections for indoor unit | Multi TZ outdoor unit |  |  |  |  | 1070 |  |  | 213600 | 37 | 60 | 89 | 40 | R32 | 0.9 | 675 | 0.6075
CU-2TZ50TBE | 5025232873296 | RAC | OUTDOOR | h) Multi | TZ Series | 5,0 kW TZ outdoor unit with 2 connections for indoor unit | Multi TZ outdoor unit |  |  |  |  | 1295 |  |  | 213600 | 37 | 60 | 89 | 40 | R32 | 0.9 | 675 | 0.6075
CU-3TZ52TBE | 5025232873302 | RAC | OUTDOOR | h) Multi | TZ Series | 5,2 kW TZ outdoor unit with 3 connections for indoor unit | Multi TZ outdoor unit |  |  |  |  | 1653 |  |  | 457905 | 77 | 89 | 105 | 49 | R32 | 2.1 | 675 | 1.4175
CU-2Z50ABEC | 5025232964826 | RAC | OUTDOOR | i) Multi (Nordic) | Z Series | 5,0 kW Power heat multi outdoor unit with 2 connections for indoor unit | Power heat multi outdoor unit |  |  |  |  | 0 |  |  | 457905 | 64 | 89 | 105 | 49 | R32 | 1.92 | 675 | 1.296
CU-3Z75ABEC | 5025232964833 | RAC | OUTDOOR | i) Multi (Nordic) | Z Series | 7,5 kW Power heat multi outdoor unit with 3 connections for indoor unit | Power heat multi outdoor unit |  |  |  |  | 0 |  |  | 457905 | 68 | 89 | 105 | 49 | R32 | 2.42 | 675 | 1.6335
CZ-RD517C | 5025232944620 | RAC | ACCESSORY | m) Accessory | Remoco (WIRED) | Wired remote controller for wall-mounted and floor console | Wired remote controller |  |  |  |  | 116 |  |  | 3386.25 | 1.03 | 7 | 22.5 | 21.5 | - | - | - | -
CZ-RL511D | 5025232894659 | RAC | ACCESSORY | l) Others | Others | Infrared Sky Remote controller for hideaway with 2 m infrared receiver cable | Infrared remote controller |  |  |  |  | 131 |  |  | 2.430 | 1,056 | 6 | 22.5 | 18 | - | - | - | -
CZ-RCC5 | 5025232932078 | RAC | ACCESSORY | m) Accessory | Connectivity | CN-CNT cables x2 for server room application, control of 2 units, rotation, backup, etc. | CN-CNT cable for YKEA |  |  |  |  | 110 |  |  | 1.155 | 0,156 | 7 | 15 | 11 | - | - | - | -
PAW-AC-KNX-1i | 4010869200424 | RAC | ACCESSORY | m) Accessory | Connectivity | DIN rail-mounted KNX gateway, powered via CN-CNT. Only for RAC models with CN-CNT connector | KNX gateway |  |  |  |  | 365 |  |  | 740.6 | 0.25 | 7 | 11.5 | 9.2 | - | - | - | -
PAW-AZAC-KNX-1 | 8445409139111 | RAC | ACCESSORY | m) Accessory | Connectivity | KNX gateway with 12V DC power supply. Only for RAC models with CN-CNT connector | KNX gateway |  |  |  |  | 365 |  |  | 1071 | 0.23 | 4.5 | 17 | 14 | - | - | - | -
PAW-AC-MBS-1 | 4010869201995 | RAC | ACCESSORY | m) Accessory | Connectivity | DIN rail-mounted Modbus gateway, powered via CN-CNT. Only for RAC models with CN-CNT connector | Modbus gateway |  |  |  |  | 375 |  |  | 1204.875 | 0.2 | 8.5 | 13.5 | 10.5 | - | - | - | -
PAW-AZAC-MBS-1 | 8445409139098 | RAC | ACCESSORY | m) Accessory | Connectivity | Modbus gateway with 12V DC power supply. Only for RAC models with CN-CNT connector | Modbus gateway |  |  |  |  | 375 |  |  | 952 | 0.107 | 4 | 17 | 14 | - | - | - | -
PAW-AC-BAC-1 | 4010869242769 | RAC | ACCESSORY | m) Accessory | Connectivity | DIN rail-mounted Bacnet gateway, powered via CN-CNT. Only for RAC models with CN-CNT connector | Bacnet gateway |  |  |  |  | 469 |  |  | 1204.875 | 0.1 | 8.5 | 13.5 | 10.5 | - | - | - | -
PAW-AZAC-BAC-1 | 8445409139135 | RAC | ACCESSORY | m) Accessory | Connectivity | Bacnet gateway with 12V DC power supply. Only for RAC models with CN-CNT connector | Bacnet gateway |  |  |  |  | 469 |  |  | 952 | 0.107 | 4 | 17 | 14 | - | - | - | -
PAW-AC-DIO | 4010869244275 | RAC | ACCESSORY | m) Accessory | Connectivity | Dry contact interface for RAC models with CN-RMT connector | RAC Dry contact |  |  |  |  | 204 |  |  | 4301 | 1 | 11 | 23 | 17 | - | - | - | -
CZ-MA1PA | 5025232924813 | RAC | ACCESSORY | l) Others | Others | Pipe reducer. Reduces the connection size on the indoor unit from 1/2 to 3/8 | Pipe reducer |  |  |  |  | 26 |  |  | 256,667 | 0,158 | 10 | 4 | 3.5 | - | - | - | -
CZ-MA2PA | 5025232924790 | RAC | ACCESSORY | l) Others | Others | Pipe reducer. Increases the connection size on the outdoor unit from 3/8 to 1/2 | Pipe reducer |  |  |  |  | 26 |  |  | 256,667 | 0,200 | 7 | 15 | 11 | - | - | - | -
CZ-MA3PA | 5025232924806 | RAC | ACCESSORY | l) Others | Others | Pipe reducer. Reduces the connection size on the indoor unit from 5/8 to 1/2 | Pipe reducer |  |  |  |  | 28 |  |  | 256,667 | 0,217 | 11 | 4 | 3 | - | - | - | -
P-MOG16IC5-E | 4010869594493 | RAC | OUTDOOR | o) RAC Solo | Rac Solo | 1,7 kW RAC Solo | RAC Solo |  |  |  | 2025-01-01 | 2491 |  |  | 156.156 | 42 | 66 | 91 | 26 | R290 | 0.14 | 0.02 | 2.8e-06
P-MOZ20IC5-E | 4010869594509 | RAC | OUTDOOR | o) RAC Solo | Rac Solo | 2,0 kW RAC Solo | RAC Solo |  |  |  | 2025-01-01 | 2510 |  |  | 180.180 | 45 | 66 | 105 | 26 | R32 | 0.5 | 675 | 0.3375
P-MOZ25IC5-E | 4010869594516 | RAC | OUTDOOR | o) RAC Solo | Rac Solo | 2,5 kW RAC Solo | RAC Solo |  |  |  | 2025-01-01 | 2642 |  |  | 190.476 | 45 | 66 | 111 | 26 | R32 | 0.5 | 675 | 0.3375
P-MOZ30IC5-E | 4010869594523 | RAC | OUTDOOR | o) RAC Solo | Rac Solo | 3,0 kW RAC Solo | RAC Solo |  |  |  | 2025-01-01 | 2891 |  |  | 197.340 | 45 | 66 | 115 | 26 | R32 | 0.5 | 675 | 0.3375
PCZ-GB0738 | 4010869596107 | RAC | ACCESSORY | l) Others | Others | Kit of external aluminium grids with fixed fins (162 mm holes) | RAC Solo Accessory |  |  |  |  | 92 |  |  | 8610.84 | 1.8 | 13.4 | 27 | 23.8 | - | - | - | -
PCZ-GB1091 | 4010869596114 | RAC | ACCESSORY | l) Others | Others | Kit of external aluminium grids with fixed fins (202 mm holes) | RAC Solo Accessory |  |  |  |  | 120 |  |  | 8933.568 | 1.8 | 13.6 | 27.6 | 23.8 | - | - | - | -
PCZ-GB0755 | 4010869596138 | RAC | ACCESSORY | l) Others | Others | Insect protection kit (1 metal mesh, 1 grid in metal wire and fixing accessories) | RAC Solo Accessory |  |  |  |  | 82 |  |  | 8659.75 | 1.8 | 13.4 | 27.5 | 23.5 | - | - | - | -
PCZ-L00773 | 4010869596145 | RAC | ACCESSORY | l) Others | Others | Side exit formwork for corner installation for P-MOZ20/25IC5-E (right-hand outlet) | RAC Solo Accessory |  |  |  |  | 968 |  |  | 191620 | 23.4 | 67 | 110 | 26 | - | - | - | -
PCZ-L00774 | 4010869596152 | RAC | ACCESSORY | l) Others | Others | Side exit formwork for corner installation for P-MOZ20/25IC5-E (left-hand outlet) | RAC Solo Accessory |  |  |  |  | 968 |  |  | 185900 | 21.2 | 65 | 110 | 26 | - | - | - | -
PCZ-GB0737 | 4010869596183 | RAC | ACCESSORY | l) Others | Others | Bottom cover kit for overhead installation for P-MOZ20/25/30IC5-E | RAC Solo Accessory |  |  |  |  | 82 |  |  | 14406 | 1.6 | 7 | 98 | 21 | - | - | - | -
PCZ-GB1105 | 4010869596190 | RAC | ACCESSORY | l) Others | Others | Bottom cover kit for overhead installation for P-MOG16IC5-E | RAC Solo Accessory |  |  |  |  | 82 |  |  | 12054 | 1.2 | 6 | 98 | 20.5 | - | - | - | -
PCZ-GB1119 | 4010869596206 | RAC | ACCESSORY | l) Others | Others | Condensate drain pipe heater kit | RAC Solo Accessory |  |  |  |  | 54 |  |  | 3648 | 0.9 | 9.5 | 24 | 16 | - | - | - | -
CS-Z25CFEAW-1 | 5025232987863 | RAC | INDOOR | k) Semi FS (Nordic) | Floor | 2,5 kW Nordic Floor console | Floor console |  | CS-Z25UFEAW-1 | N | 2026-02-01 | 1304 |  |  | 158032 | 15 | 28 | 83 | 68 | - | - | - | -
CS-Z35CFEAW-1 | 5025232987900 | RAC | INDOOR | k) Semi FS (Nordic) | Floor | 3,5 kW Nordic Floor console | Floor console |  | CS-Z35UFEAW-1 | N | 2026-02-01 | 1334 |  |  | 158032 | 15 | 28 | 83 | 68 | - | - | - | -
CU-Z25CFEA-1 | 5025232988280 | RAC | OUTDOOR | k) Semi FS (Nordic) | Floor | 2,5 kW outdoor unit for Nordic Floor console | Outdoor unit for Floor console |  | CU-Z25UFEA-1 | N | 2026-02-01 | 0 |  |  | 274176 | 37 | 68 | 96 | 42 | R32 | 0.97 | 675 | 0.65475
CU-Z35CFEA-1 | 5025232988310 | RAC | OUTDOOR | k) Semi FS (Nordic) | Floor | 3,5 kW outdoor unit for Nordic Floor console | Outdoor unit for Floor console |  | CU-Z35UFEA-1 | N | 2026-02-01 | 0 |  |  | 274176 | 38 | 68 | 96 | 42 | R32 | 1.07 | 675 | 0.72225
CS-MZ16CKE | 5025232987597 | RAC | INDOOR | b) Deluxe | Z Series | 1,6 kW Etherea matt white indoor unit | 1,6 kW Etherea white wall mount split |  | CS-MZ16ZKE | N | 2026-02-01 | 466 |  |  | 98420 | 12 | 28 | 95 | 37 | - | - | - | -
CS-Z20CKEW | 5025232987832 | RAC | INDOOR | b) Deluxe | Z Series | 2,0 kW Etherea matt white indoor unit | 2,0 kW Etherea white wall mount split |  | CS-Z20ZKEW | N | 2026-02-01 | 536 |  |  | 98420 | 12 | 28 | 95 | 37 | - | - | - | -
CS-Z25CKEW | 5025232987870 | RAC | INDOOR | b) Deluxe | Z Series | 2,5 kW Etherea matt white indoor unit | 2,5 kW Etherea white wall mount split |  | CS-Z25ZKEW | N | 2026-02-01 | 579 |  |  | 98420 | 12 | 28 | 95 | 37 | - | - | - | -
CS-Z35CKEW | 5025232987917 | RAC | INDOOR | b) Deluxe | Z Series | 3,5 kW Etherea matt white indoor unit | 3,5 kW Etherea white wall mount split |  | CS-Z35ZKEW | N | 2026-02-01 | 677 |  |  | 98420 | 13 | 28 | 95 | 37 | - | - | - | -
CS-Z42CKEW | 5025232987924 | RAC | INDOOR | b) Deluxe | Z Series | 4,2 kW Etherea matt white indoor unit | 4,2 kW Etherea white wall mount split |  | CS-Z42ZKEW | N | 2026-02-01 | 864 |  |  | 98420 | 12 | 28 | 95 | 37 | - | - | - | -
CS-Z50CKEW | 5025232987955 | RAC | INDOOR | b) Deluxe | Z Series | 5,0 kW Etherea matt white indoor unit | 5,0 kW Etherea white wall mount split |  | CS-Z50ZKEW | N | 2026-02-01 | 1079 |  |  | 135470 | 14 | 31 | 115 | 38 | - | - | - | -
CS-Z71CKEW | 5025232987979 | RAC | INDOOR | b) Deluxe | Z Series | 7,1 kW Etherea matt white indoor unit | 7,1 kW Etherea white wall mount split |  | CS-Z71ZKEW | N | 2026-02-01 | 1655 |  |  | 135470 | 15 | 31 | 115 | 38 | - | - | - | -
CU-Z20CKE | 5025232988266 | RAC | OUTDOOR | b) Deluxe | Z Series | 2,0 kW Etherea outdoor unit | Etherea outdoor unit |  | CU-Z20ZKE | N | 2026-02-01 | 803 |  |  | 213600 | 29 | 60 | 89 | 40 | R32 | 0.7 | 675 | 0.4725
CU-Z25CKE | 5025232988297 | RAC | OUTDOOR | b) Deluxe | Z Series | 2,5 kW Etherea outdoor unit | Etherea outdoor unit |  | CU-Z25ZKE | N | 2026-02-01 | 853 |  |  | 213600 | 29 | 60 | 89 | 40 | R32 | 0.7 | 675 | 0.4725
CU-Z35CKE | 5025232988327 | RAC | OUTDOOR | b) Deluxe | Z Series | 3,5 kW Etherea outdoor unit | Etherea outdoor unit |  | CU-Z35ZKE | N | 2026-02-01 | 899 |  |  | 213600 | 33 | 60 | 89 | 40 | R32 | 0.81 | 675 | 0.54675
CU-Z42CKE | 5025232988334 | RAC | OUTDOOR | b) Deluxe | Z Series | 4,2 kW Etherea outdoor unit | Etherea outdoor unit |  | CU-Z42ZKE | N | 2026-02-01 | 1204 |  |  | 213600 | 33 | 60 | 89 | 40 | R32 | 0.83 | 675 | 0.56025
CU-Z50CKE | 5025232988358 | RAC | OUTDOOR | b) Deluxe | Z Series | 5,0 kW Etherea outdoor unit | Etherea outdoor unit |  | CU-Z50ZKE | N | 2026-02-01 | 1648 |  |  | 367080 | 46 | 76 | 105 | 46 | R32 | 1.13 | 675 | 0.76275
CU-Z71CKE | 5025232988372 | RAC | OUTDOOR | b) Deluxe | Z Series | 7,1 kW Etherea outdoor unit | Etherea outdoor unit |  | CU-Z71ZKE | N | 2026-02-01 | 2547 |  |  | 367080 | 49 | 76 | 105 | 46 | R32 | 1.35 | 675 | 0.91125
CS-XZ20CKEW | 5025232987757 | RAC | INDOOR | b) Deluxe | Z Series (SILVER) | 2,0 kW Etherea silver indoor unit | Etherea indoor unit |  | CS-XZ20ZKEW | N | 2026-02-01 | 0 |  |  | 98420 | 12 | 28 | 95 | 37 | - | - | - | -
CS-XZ25CKEW | 5025232987771 | RAC | INDOOR | b) Deluxe | Z Series (SILVER) | 2,5 kW Etherea silver indoor unit | Etherea indoor unit |  | CS-XZ25ZKEW | N | 2026-02-01 | 0 |  |  | 98420 | 12 | 28 | 95 | 37 | - | - | - | -
CS-XZ35CKEW | 5025232987795 | RAC | INDOOR | b) Deluxe | Z Series (SILVER) | 3,5 kW Etherea silver indoor unit | Etherea indoor unit |  | CS-XZ35ZKEW | N | 2026-02-01 | 0 |  |  | 98420 | 13 | 28 | 95 | 37 | - | - | - | -
CS-XZ50CKEW | 5025232987825 | RAC | INDOOR | b) Deluxe | Z Series (SILVER) | 5,0 kW Etherea silver indoor unit | Etherea indoor unit |  | CS-XZ50ZKEW | N | 2026-02-01 | 0 |  |  | 135470 | 14 | 31 | 115 | 38 | - | - | - | -
CS-XZ20CKEW-H | 5025232987764 | RAC | INDOOR | b) Deluxe | Z Series (DARK) | 2,0 kW Etherea graphite grey indoor unit | Etherea indoor unit |  | CS-XZ20ZKEW-H | N | 2026-02-01 | 711 |  |  | 98420 | 12 | 28 | 95 | 37 | - | - | - | -
CS-XZ25CKEW-H | 5025232987788 | RAC | INDOOR | b) Deluxe | Z Series (DARK) | 2,5 kW Etherea graphite grey indoor unit | Etherea indoor unit |  | CS-XZ25ZKEW-H | N | 2026-02-01 | 756 |  |  | 98420 | 12 | 28 | 95 | 37 | - | - | - | -
CS-XZ35CKEW-H | 5025232987801 | RAC | INDOOR | b) Deluxe | Z Series (DARK) | 3,5 kW Etherea graphite grey indoor unit | Etherea indoor unit |  | CS-XZ35ZKEW-H | N | 2026-02-01 | 853 |  |  | 98420 | 13 | 28 | 95 | 37 | - | - | - | -
CS-XZ42CKEW-H | 5025232987818 | RAC | INDOOR | b) Deluxe | Z Series (DARK) | 4,2 kW Etherea graphite grey indoor unit | Etherea indoor unit |  | CS-XZ42ZKEW-H | N | 2026-02-01 | 913 |  |  | 98420 | 12 | 28 | 95 | 37 | - | - | - | -
CS-RZ25CKEW | 5025232987627 | RAC | INDOOR | d) Standard | RZ Series | 2,5 kW RZ Super compact indoor unit | RZ indoor unit |  | CS-RZ25ZKEW | N | 2026-02-01 | 400 |  |  | 79560 | 10 | 26 | 85 | 36 | - | - | - | -
CS-RZ35CKEW | 5025232987634 | RAC | INDOOR | d) Standard | RZ Series | 3,5 kW RZ Super compact indoor unit | RZ indoor unit |  | CS-RZ35ZKEW | N | 2026-02-01 | 469 |  |  | 79560 | 10 | 26 | 85 | 36 | - | - | - | -
CS-RZ50CKEW | 5025232987641 | RAC | INDOOR | d) Standard | RZ Series | 5,0 kW RZ Super compact indoor unit | RZ indoor unit |  | CS-RZ50ZKEW | N | 2026-02-01 | 739 |  |  | 79560 | 10 | 26 | 85 | 36 | - | - | - | -
CU-RZ25CKE | 5025232988136 | RAC | OUTDOOR | d) Standard | RZ Series | 2,5 kW RZ outdoor unit | RZ outdoor unit |  | CU-RZ25ZKE | N | 2026-02-01 | 519 |  |  | 213600 | 27 | 60 | 89 | 40 | R32 | 0.58 | 675 | 0.3915
CU-RZ35CKE | 5025232988143 | RAC | OUTDOOR | d) Standard | RZ Series | 3,5 kW RZ outdoor unit | RZ outdoor unit |  | CU-RZ35ZKE | N | 2026-02-01 | 560 |  |  | 213600 | 32 | 60 | 89 | 40 | R32 | 0.68 | 675 | 0.459
CU-RZ50CKE | 5025232988150 | RAC | OUTDOOR | d) Standard | RZ Series | 5,0 kW RZ outdoor unit | RZ outdoor unit |  | CU-RZ50ZKE | N | 2026-02-01 | 1160 |  |  | 274176 | 38 | 68 | 96 | 42 | R32 | 1.03 | 675 | 0.69525
CS-MTZ16CKE | 5025232987580 | RAC | INDOOR | d) Standard | TZ Series | 1,6 kW TZ Super compact indoor unit | TZ indoor unit |  | CS-MTZ16ZKE | N | 2026-02-01 | 365 |  |  | 80496 | 9 | 26 | 86 | 36 | - | - | - | -
CS-TZ20CKEW | 5025232987658 | RAC | INDOOR | d) Standard | TZ Series | 2,0 kW TZ Super compact indoor unit | TZ indoor unit |  | CS-TZ20ZKEW | N | 2026-02-01 | 412 |  |  | 79560 | 10 | 26 | 85 | 36 | - | - | - | -
CS-TZ25CKEW | 5025232987665 | RAC | INDOOR | d) Standard | TZ Series | 2,5 kW TZ Super compact indoor unit | TZ indoor unit |  | CS-TZ25ZKEW | N | 2026-02-01 | 453 |  |  | 79560 | 10 | 26 | 85 | 36 | - | - | - | -
CS-TZ35CKEW | 5025232987672 | RAC | INDOOR | d) Standard | TZ Series | 3,5 kW TZ Super compact indoor unit | TZ indoor unit |  | CS-TZ35ZKEW | N | 2026-02-01 | 506 |  |  | 79560 | 10 | 26 | 85 | 36 | - | - | - | -
CS-TZ42CKEW | 5025232987689 | RAC | INDOOR | d) Standard | TZ Series | 4,2 kW TZ Super compact indoor unit | TZ indoor unit |  | CS-TZ42ZKEW | N | 2026-02-01 | 646 |  |  | 79560 | 10 | 26 | 85 | 36 | - | - | - | -
CS-TZ50CKEW | 5025232987696 | RAC | INDOOR | d) Standard | TZ Series | 5,0 kW TZ Super compact indoor unit | TZ indoor unit |  | CS-TZ50ZKEW | N | 2026-02-01 | 1016 |  |  | 79560 | 10 | 26 | 85 | 36 | - | - | - | -
CS-TZ60CKEW | 5025232987702 | RAC | INDOOR | d) Standard | TZ Series | 6,0 kW TZ Super compact indoor unit | TZ indoor unit |  | CS-TZ60ZKEW | N | 2026-02-01 | 1252 |  |  | 137826 | 15 | 31 | 117 | 38 | - | - | - | -
CS-TZ71CKEW | 5025232987719 | RAC | INDOOR | d) Standard | TZ Series | 7,1 kW TZ Super compact indoor unit | TZ indoor unit |  | CS-TZ71ZKEW | N | 2026-02-01 | 1455 |  |  | 137826 | 16 | 31 | 117 | 38 | - | - | - | -
CU-TZ20CKE | 5025232988167 | RAC | OUTDOOR | d) Standard | TZ Series | 2,0 kW TZ outdoor unit | TZ outdoor unit |  | CU-TZ20ZKE | N | 2026-02-01 | 525 |  |  | 213600 | 26 | 60 | 89 | 40 | R32 | 0.5 | 675 | 0.3375
CU-TZ25CKE | 5025232988174 | RAC | OUTDOOR | d) Standard | TZ Series | 2,5 kW TZ outdoor unit | TZ outdoor unit |  | CU-TZ25ZKE | N | 2026-02-01 | 583 |  |  | 213600 | 27 | 60 | 89 | 40 | R32 | 0.58 | 675 | 0.3915
CU-TZ35CKE | 5025232988181 | RAC | OUTDOOR | d) Standard | TZ Series | 3,5 kW TZ outdoor unit | TZ outdoor unit |  | CU-TZ35ZKE | N | 2026-02-01 | 644 |  |  | 213600 | 32 | 60 | 89 | 40 | R32 | 0.68 | 675 | 0.459
CU-TZ42CKE | 5025232988198 | RAC | OUTDOOR | d) Standard | TZ Series | 4,2 kW TZ outdoor unit | TZ outdoor unit |  | CU-TZ42ZKE | N | 2026-02-01 | 976 |  |  | 213600 | 33 | 60 | 89 | 40 | R32 | 0.79 | 675 | 0.53325
CU-TZ50CKE | 5025232988204 | RAC | OUTDOOR | d) Standard | TZ Series | 5,0 kW TZ outdoor unit | TZ outdoor unit |  | CU-TZ50ZKE | N | 2026-02-01 | 1382 |  |  | 274176 | 38 | 68 | 96 | 42 | R32 | 1.03 | 675 | 0.69525
CU-TZ60CKE | 5025232988211 | RAC | OUTDOOR | d) Standard | TZ Series | 6,0 kW TZ outdoor unit | TZ outdoor unit |  | CU-TZ60ZKE | N | 2026-02-01 | 1888 |  |  | 274176 | 39 | 68 | 96 | 42 | R32 | 1.22 | 675 | 0.8235
CU-TZ71CKE | 5025232988228 | RAC | OUTDOOR | d) Standard | TZ Series | 7,1 kW TZ outdoor unit | TZ outdoor unit |  | CU-TZ71ZKE | N | 2026-02-01 | 2189 |  |  | 367080 | 49 | 76 | 105 | 46 | R32 | 1.32 | 675 | 0.891
CS-BZ25CKE | 5025232987542 | RAC | INDOOR | f) Basic | BZ Series | 2,5 kW BZ wall mounted indoor unit | BZ indoor unit |  | CS-BZ25ZKE | N | 2026-02-01 | 299 |  |  | 79560 | 10 | 26 | 85 | 36 | - | - | - | -
CS-BZ35CKE | 5025232987559 | RAC | INDOOR | f) Basic | BZ Series | 3,5 kW BZ wall mounted indoor unit | BZ indoor unit |  | CS-BZ35ZKE | N | 2026-02-01 | 311 |  |  | 79560 | 10 | 26 | 85 | 36 | - | - | - | -
CS-BZ50CKE | 5025232987566 | RAC | INDOOR | f) Basic | BZ Series | 5,0 kW BZ wall mounted indoor unit | BZ indoor unit |  | CS-BZ50ZKE | N | 2026-02-01 | 566 |  |  | 79560 | 10 | 26 | 85 | 36 | - | - | - | -
CS-BZ60CKE | 5025232987573 | RAC | INDOOR | f) Basic | BZ Series | 6,0 kW BZ wall mounted indoor unit | BZ indoor unit |  | CS-BZ60ZKE | N | 2026-02-01 | 698 |  |  | 79560 | 10 | 26 | 85 | 36 | - | - | - | -
CU-BZ25CKE | 5025232988099 | RAC | OUTDOOR | f) Basic | BZ Series | 2,5 kW BZ outdoor unit | BZ outdoor unit |  | CU-BZ25ZKE | N | 2026-02-01 | 435 |  |  | 213600 | 26 | 60 | 89 | 40 | R32 | 0.5 | 675 | 0.3375
CU-BZ35CKE | 5025232988105 | RAC | OUTDOOR | f) Basic | BZ Series | 3,5 kW BZ outdoor unit | BZ outdoor unit |  | CU-BZ35ZKE | N | 2026-02-01 | 454 |  |  | 213600 | 27 | 60 | 89 | 40 | R32 | 0.56 | 675 | 0.378
CU-BZ50CKE | 5025232988112 | RAC | OUTDOOR | f) Basic | BZ Series | 5,0 kW BZ outdoor unit | BZ outdoor unit |  | CU-BZ50ZKE | N | 2026-02-01 | 822 |  |  | 274176 | 38 | 68 | 96 | 42 | R32 | 1.03 | 675 | 0.69525
CU-BZ60CKE | 5025232988129 | RAC | OUTDOOR | f) Basic | BZ Series | 6,0 kW BZ outdoor unit | BZ outdoor unit |  | CU-BZ60ZKE | N | 2026-02-01 | 1036 |  |  | 367080 | 46 | 76 | 105 | 46 | R32 | 1.03 | 675 | 0.69525
CS-UZ25CKE | 5025232987726 | RAC | INDOOR | f) Basic | UZ Series | 2,5 kW UZ wall mounted indoor unit | UZ indoor unit |  | CS-UZ25ZKE | N | 2026-03-01 | 299 |  |  | 79560 | 10 | 26 | 85 | 36 | - | - | - | -
CS-UZ35CKE | 5025232987733 | RAC | INDOOR | f) Basic | UZ Series | 3,5 kW UZ wall mounted indoor unit | UZ indoor unit |  | CS-UZ35ZKE | N | 2026-03-01 | 311 |  |  | 79560 | 10 | 26 | 85 | 36 | - | - | - | -
CS-UZ50CKE | 5025232987740 | RAC | INDOOR | f) Basic | UZ Series | 5,0 kW UZ wall mounted indoor unit | UZ indoor unit |  | CS-UZ50ZKE | N | 2026-03-01 | 566 |  |  | 79560 | 10 | 26 | 85 | 36 | - | - | - | -
CU-UZ25CKE | 5025232988235 | RAC | OUTDOOR | f) Basic | UZ Series | 2,5 kW UZ outdoor unit | UZ outdoor unit |  | CU-UZ25ZKE | N | 2026-03-01 | 435 |  |  | 210040 | 26 | 59 | 89 | 40 | R32 | 0.5 | 675 | 0.3375
CU-UZ35CKE | 5025232988242 | RAC | OUTDOOR | f) Basic | UZ Series | 3,5 kW UZ outdoor unit | UZ outdoor unit |  | CU-UZ35ZKE | N | 2026-03-01 | 454 |  |  | 213600 | 27 | 60 | 89 | 40 | R32 | 0.56 | 675 | 0.378
CU-UZ50CKE | 5025232988259 | RAC | OUTDOOR | f) Basic | UZ Series | 5,0 kW UZ outdoor unit | UZ outdoor unit |  | CU-UZ50ZKE | N | 2026-03-01 | 822 |  |  | 274176 | 38 | 68 | 96 | 42 | R32 | 1.03 | 675 | 0.69525
CS-MZ20CD3EA | 5025232987603 | RAC | INDOOR | j) Semi FS | Duct | 2,0 kW Low static pressure hideaway | Low static pressure hideaway |  | CS-MZ20UD3EA | N | 2026-02-01 | 814 |  |  | 163800 | 24 | 21 | 104 | 75 | - | - | - | -
CS-Z25CD3EAW | 5025232987849 | RAC | INDOOR | j) Semi FS | Duct | 2,5 kW Low static pressure hideaway | Low static pressure hideaway |  | CS-Z25UD3EAW | N | 2026-02-01 | 907 |  |  | 163800 | 24 | 21 | 104 | 75 | - | - | - | -
CS-Z35CD3EAW | 5025232987887 | RAC | INDOOR | j) Semi FS | Duct | 3,5 kW Low static pressure hideaway | Low static pressure hideaway |  | CS-Z35UD3EAW | N | 2026-02-01 | 911 |  |  | 163800 | 24 | 21 | 104 | 75 | - | - | - | -
CS-Z50CD3EAW | 5025232987931 | RAC | INDOOR | j) Semi FS | Duct | 5,0 kW Low static pressure hideaway | Low static pressure hideaway |  | CS-Z50UD3EAW | N | 2026-02-01 | 1043 |  |  | 163800 | 24 | 21 | 104 | 75 | - | - | - | -
CS-Z60CD3EAW | 5025232987962 | RAC | INDOOR | j) Semi FS | Duct | 6,0 kW Low static pressure hideaway | Low static pressure hideaway |  | CS-Z60UD3EAW | N | 2026-02-01 | 1156 |  |  | 163800 | 24 | 21 | 104 | 75 | - | - | - | -
CS-MZ20CFEA | 5025232987610 | RAC | INDOOR | j) Semi FS | Floor | 2,0 kW Floor console | Floor console |  | CS-MZ20UFEA | N | 2026-02-01 | 947 |  |  | 158032 | 15 | 28 | 83 | 68 | - | - | - | -
CS-Z25CFEAW | 5025232987856 | RAC | INDOOR | j) Semi FS | Floor | 2,5 kW Floor console | Floor console |  | CS-Z25UFEAW | N | 2026-02-01 | 1304 |  |  | 158032 | 15 | 28 | 83 | 68 | - | - | - | -
CS-Z35CFEAW | 5025232987894 | RAC | INDOOR | j) Semi FS | Floor | 3,5 kW Floor console | Floor console |  | CS-Z35UFEAW | N | 2026-02-01 | 1334 |  |  | 158032 | 15 | 28 | 83 | 68 | - | - | - | -
CS-Z50CFEAW | 5025232987948 | RAC | INDOOR | j) Semi FS | Floor | 5,0 kW Floor console | Floor console |  | CS-Z50UFEAW | N | 2026-02-01 | 1987 |  |  | 158032 | 15 | 28 | 83 | 68 | - | - | - | -
CU-Z25CBEA | 5025232988273 | RAC | OUTDOOR | j) Semi FS | Outdoor | 2,5 kW outdoor unit | Outdoor unit |  | CU-Z25UBEA | N | 2026-02-01 | 668 |  |  | 213600 | 34 | 60 | 89 | 40 | R32 | 0.88 | 675 | 0.594
CU-Z35CBEA | 5025232988303 | RAC | OUTDOOR | j) Semi FS | Outdoor | 3,5 kW outdoor unit | Outdoor unit |  | CU-Z35UBEA | N | 2026-02-01 | 935 |  |  | 274176 | 36 | 68 | 96 | 42 | R32 | 0.97 | 675 | 0.65475
CU-Z50CBEA | 5025232988341 | RAC | OUTDOOR | j) Semi FS | Outdoor | 5,0 kW outdoor unit | Outdoor unit |  | CU-Z50UBEA | N | 2026-02-01 | 1182 |  |  | 367080 | 47 | 76 | 105 | 46 | R32 | 1.13 | 675 | 0.76275
CU-Z60CBEA | 5025232988365 | RAC | OUTDOOR | j) Semi FS | Outdoor | 6,0 kW outdoor unit | Outdoor unit |  | CU-Z60UBEA | N | 2026-02-01 | 1359 |  |  | 367080 | 47 | 76 | 105 | 46 | R32 | 1.13 | 675 | 0.76275
CU-2Z35CBE | 5025232988006 | RAC | OUTDOOR | h) Multi | Z Series | 3,5 kW Free multi outdoor unit with 2 connections for indoor unit | Free multi outdoor unit |  | CU-2Z35TBE | N | 2026-02-01 | 1363 |  |  | 274176 | 40 | 68 | 96 | 42 | R32 | 1.18 | 675 | 0.7965
CU-2Z41CBE | 5025232988013 | RAC | OUTDOOR | h) Multi | Z Series | 4,1 kW Free multi outdoor unit with 2 connections for indoor unit | Free multi outdoor unit |  | CU-2Z41TBE | N | 2026-02-01 | 1501 |  |  | 274176 | 40 | 68 | 96 | 42 | R32 | 1.18 | 675 | 0.7965
CU-2Z50CBE | 5025232988020 | RAC | OUTDOOR | h) Multi | Z Series | 5,0 kW Free multi outdoor unit with 2 connections for indoor unit | Free multi outdoor unit |  | CU-2Z50TBE | N | 2026-02-01 | 1635 |  |  | 274176 | 40 | 68 | 96 | 42 | R32 | 1.18 | 675 | 0.7965
CU-3Z52CBE | 5025232988044 | RAC | OUTDOOR | h) Multi | Z Series | 5,2 kW Free multi outdoor unit with 3 connections for indoor unit | Free multi outdoor unit |  | CU-3Z52TBE | N | 2026-02-01 | 2050 |  |  | 457905 | 65 | 89 | 105 | 49 | R32 | 1.92 | 675 | 1.296
CU-3Z68CBE | 5025232988051 | RAC | OUTDOOR | h) Multi | Z Series | 6,8 kW Free multi outdoor unit with 3 connections for indoor unit | Free multi outdoor unit |  | CU-3Z68TBE | N | 2026-02-01 | 2639 |  |  | 457905 | 68 | 89 | 105 | 49 | R32 | 2.25 | 675 | 1.5188
CU-4Z68CBE | 5025232988068 | RAC | OUTDOOR | h) Multi | Z Series | 6,8 kW Free multi outdoor unit with 4 connections for indoor unit | Free multi outdoor unit |  | CU-4Z68TBE | N | 2026-02-01 | 3301 |  |  | 457905 | 68 | 89 | 105 | 49 | R32 | 2.25 | 675 | 1.5188
CU-4Z80CBE | 5025232988075 | RAC | OUTDOOR | h) Multi | Z Series | 8,0 kW Free multi outdoor unit with 4 connections for indoor unit | Free multi outdoor unit |  | CU-4Z80TBE | N | 2026-02-01 | 3996 |  |  | 622098 | 87 | 114 | 107 | 51 | R32 | 2.72 | 675 | 1.836
CU-5Z90CBE | 5025232988082 | RAC | OUTDOOR | h) Multi | Z Series | 9,0 kW Free multi outdoor unit with 5 connections for indoor unit | Free multi outdoor unit |  | CU-5Z90TBE | N | 2026-02-01 | 5354 |  |  | 622098 | 88 | 114 | 107 | 51 | R32 | 2.72 | 675 | 1.836
CS-HZ25ZKE | 5025232947034 | RAC | INDOOR | c) Deluxe (Nordic) | HZ Series | 2,5 kW HZ Flagship matt white indoor unit | HZ indoor unit |  |  |  |  | 0 |  |  | 98420 | 13 | 28 | 95 | 37 | - | - | - | -
CS-HZ25ZKE-5 | 5025232947041 | RAC | INDOOR | c) Deluxe (Nordic) | HZ Series | 2,5 kW HZ Flagship matt white indoor unit | HZ indoor unit |  |  |  |  | 0 |  |  | 98420 | 13 | 28 | 95 | 37 | - | - | - | -
CS-HZ35ZKE | 5025232947058 | RAC | INDOOR | c) Deluxe (Nordic) | HZ Series | 3,5 kW HZ Flagship matt white indoor unit | HZ indoor unit |  |  |  |  | 0 |  |  | 98420 | 13 | 28 | 95 | 37 | - | - | - | -
CU-HZ25ZKE | 5025232947089 | RAC | OUTDOOR | c) Deluxe (Nordic) | HZ Series | 2,5 kW HZ Flagship outdoor unit | HZ outdoor unit |  |  |  |  | 0 |  |  | 274176 | 37 | 68 | 96 | 42 | R32 | 0.9 | 675 | 0.6075
CU-HZ25ZKE-5 | 5025232947096 | RAC | OUTDOOR | c) Deluxe (Nordic) | HZ Series | 2,5 kW HZ Flagship outdoor unit | HZ outdoor unit |  |  |  |  | 0 |  |  | 274176 | 37 | 68 | 96 | 42 | R32 | 0.9 | 675 | 0.6075
CU-HZ35ZKE | 5025232947102 | RAC | OUTDOOR | c) Deluxe (Nordic) | HZ Series | 3,5 kW HZ Flagship outdoor unit | HZ outdoor unit |  |  |  |  | 0 |  |  | 274176 | 37 | 68 | 96 | 42 | R32 | 0.9 | 675 | 0.6075
CS-HZ25ZKE-H | 5025232951574 | RAC | INDOOR | c) Deluxe (Nordic) | HZ Series (DARK) | 2,5 kW HZ Flagship Graphite grey indoor unit | HZ indoor unit |  |  |  |  | 0 |  |  | 98420 | 13 | 28 | 95 | 37 | - | - | - | -
CS-HZ25ZKE-5-H | 5025232951567 | RAC | INDOOR | c) Deluxe (Nordic) | HZ Series (DARK) | 2,5 kW HZ Flagship Graphite grey indoor unit | HZ indoor unit |  |  |  |  | 0 |  |  | 98420 | 13 | 28 | 95 | 37 | - | - | - | -
CS-HZ35ZKE-H | 5025232951581 | RAC | INDOOR | c) Deluxe (Nordic) | HZ Series (DARK) | 3,5 kW HZ Flagship Graphite grey indoor unit | HZ indoor unit |  |  |  |  | 0 |  |  | 98420 | 13 | 28 | 95 | 37 | - | - | - | -
CS-LZ25TKE | 5025232871247 | RAC | INDOOR | c) Deluxe (Nordic) | LZ Series | 2,5 kW LZ Retro Fit 240 wall mounted indoor unit | LZ indoor unit |  |  |  |  | 0 |  |  | 123453 | 13 | 43 | 87 | 33 | - | - | - | -
CS-LZ35TKE | 5025232871254 | RAC | INDOOR | c) Deluxe (Nordic) | LZ Series | 3,5 kW LZ Retro Fit 240 wall mounted indoor unit | LZ indoor unit |  |  |  |  | 0 |  |  | 123453 | 13 | 43 | 87 | 33 | - | - | - | -
CU-LZ25TKE | 5025232871292 | RAC | OUTDOOR | c) Deluxe (Nordic) | LZ Series | 2,5 kW LZ Retro Fit 240 outdoor unit | LZ outdoor unit |  |  |  |  | 0 |  |  | 274176 | 41 | 68 | 96 | 42 | R32 | 1.1 | 675 | 0.7425
CU-LZ35TKE | 5025232871308 | RAC | OUTDOOR | c) Deluxe (Nordic) | LZ Series | 3,5 kW LZ Retro Fit 240 outdoor unit | LZ outdoor unit |  |  |  |  | 0 |  |  | 274176 | 41 | 68 | 96 | 42 | R32 | 1.1 | 675 | 0.7425
CS-NZ25YKE-1 | 5025232964796 | RAC | INDOOR | e) Standard (Nordic) | NZ Series | 2,5 kW NZ Etherea indoor unit | NZ indoor unit |  |  |  |  | 0 |  |  | 104690 | 12 | 29 | 95 | 38 | - | - | - | -
CS-NZ35YKE-1 | 5025232964802 | RAC | INDOOR | e) Standard (Nordic) | NZ Series | 3,5 kW NZ Etherea indoor unit | NZ indoor unit |  |  |  |  | 0 |  |  | 104690 | 12 | 29 | 95 | 38 | - | - | - | -
CS-NZ50YKE-1 | 5025232964819 | RAC | INDOOR | e) Standard (Nordic) | NZ Series | 5,0 kW NZ Etherea indoor unit | NZ indoor unit |  |  |  |  | 0 |  |  | 135470 | 14 | 31 | 115 | 38 | - | - | - | -
CU-NZ25YKE | 5025232931699 | RAC | OUTDOOR | e) Standard (Nordic) | NZ Series | 2,5 kW NZ Etherea outdoor unit | NZ outdoor unit |  |  |  |  | 0 |  |  | 274176 | 37 | 68 | 96 | 42 | R32 | 0.82 | 675 | 0.5535
CU-NZ35YKE | 5025232931705 | RAC | OUTDOOR | e) Standard (Nordic) | NZ Series | 3,5 kW NZ Etherea outdoor unit | NZ outdoor unit |  |  |  |  | 0 |  |  | 274176 | 37 | 68 | 96 | 42 | R32 | 0.82 | 675 | 0.5535
CU-NZ50YKE | 5025232931712 | RAC | OUTDOOR | e) Standard (Nordic) | NZ Series | 5,0 kW NZ Etherea outdoor unit | NZ outdoor unit |  |  |  |  | 0 |  |  | 371910 | 46 | 77 | 105 | 46 | R32 | 1.13 | 675 | 0.76275
CS-QZ25VKE | 5025232898909 | RAC | INDOOR | e) Standard (Nordic) | QZ Series | 2.5 kW QZ indoor unit | QZ indoor unit |  |  |  |  | 0 |  |  | 79488 | 10 | 23 | 96 | 36 | - | - | - | -
CU-QZ25VKE | 5025232898947 | RAC | OUTDOOR | e) Standard (Nordic) | QZ Series | 2.5 kW QZ outdoor unit | QZ outdoor unit |  |  |  |  | 0 |  |  | 274176 | 38 | 68 | 96 | 42 | R32 | - | 675 | -
CS-CZ25ZKE | 5025232947010 | RAC | INDOOR | g) Basic (Nordic) | CZ Series | 2,5 kW CZ wall mounted indoor unit | CZ indoor unit |  |  |  |  | 0 |  |  | 80496 | 9 | 26 | 86 | 36 | - | - | - | -
CS-CZ35ZKE | 5025232947027 | RAC | INDOOR | g) Basic (Nordic) | CZ Series | 3,5 kW CZ wall mounted indoor unit | CZ indoor unit |  |  |  |  | 0 |  |  | 80496 | 9 | 26 | 86 | 36 | - | - | - | -
CU-CZ25ZKE | 5025232947065 | RAC | OUTDOOR | g) Basic (Nordic) | CZ Series | 2,5 kW CZ outdoor unit | CZ outdoor unit |  |  |  |  | 0 |  |  | 274176 | 36 | 68 | 96 | 42 | R32 | 0.67 | 675 | 0.45225
CU-CZ35ZKE | 5025232947072 | RAC | OUTDOOR | g) Basic (Nordic) | CZ Series | 3,5 kW CZ outdoor unit | CZ outdoor unit |  |  |  |  | 0 |  |  | 274176 | 36 | 68 | 96 | 42 | R32 | 0.67 | 675 | 0.45225
U-36PZH3E5 | 5025232915507 | PAC | Outdoor | a) Deluxe | PACi NX 1ph | 3,6 kW PACi NX Elite outdoor unit 1ph | PACi NX Elite outdoor unit 1ph |  |  |  |  | 2020 |  |  | 357420 | 46 | 74 | 105 | 46 | R32 | 1,13 | 675 | 0,76
U-50PZH3E5 | 5025232915514 | PAC | Outdoor | a) Deluxe | PACi NX 1ph | 5,0 kW PACi NX Elite outdoor unit 1ph | PACi NX Elite outdoor unit 1ph |  |  |  |  | 2308 |  |  | 367080 | 46 | 76 | 105 | 46 | R32 | 1,13 | 675 | 0,76
U-60PZH3E5 | 5025232915521 | PAC | Outdoor | a) Deluxe | PACi NX 1ph | 6,0 kW PACi NX Elite outdoor unit 1ph | PACi NX Elite outdoor unit 1ph |  |  |  |  | 2440 |  |  | 367080 | 47 | 76 | 105 | 46 | R32 | 1,15 | 675 | 0,78
U-71PZH4E5 | 5025232945429 | PAC | Outdoor | a) Deluxe | PACi NX 1ph | 7,1 kW PACi NX Elite outdoor unit 1ph | PACi NX Elite outdoor unit 1ph |  |  |  |  | 3075 |  |  | 656875 | 74 | 113.4 | 109.5 | 52.9 | R32 | 1,95 | 675 | 1,32
U-100PZH4E5 | 5025232945368 | PAC | Outdoor | a) Deluxe | PACi NX 1ph | 10,0 kW PACi NX Elite outdoor unit 1ph | PACi NX Elite outdoor unit 1ph |  |  |  |  | 3740 |  |  | 656875 | 92 | 113.4 | 109.5 | 52.9 | R32 | 2,70 | 675 | 1,82
U-125PZH4E5 | 5025232945382 | PAC | Outdoor | a) Deluxe | PACi NX 1ph | 12,5 kW PACi NX Elite outdoor unit 1ph | PACi NX Elite outdoor unit 1ph |  |  |  |  | 4819 |  |  | 656875 | 94 | 113.4 | 109.5 | 52.9 | R32 | 3,00 | 675 | 2,03
U-140PZH4E5 | 5025232945405 | PAC | Outdoor | a) Deluxe | PACi NX 1ph | 14,0 kW PACi NX Elite outdoor unit 1ph | PACi NX Elite outdoor unit 1ph |  |  |  |  | 6220 |  |  | 656875 | 94 | 113.4 | 109.5 | 52.9 | R32 | 3,00 | 675 | 2,03
U-71PZH4E8 | 5025232945436 | PAC | Outdoor | a) Deluxe | PACi NX 1ph | 7,1 kW PACi NX Elite outdoor unit 3ph | PACi NX Elite outdoor unit 3ph |  |  |  |  | 3390 |  |  | 656875 | 74 | 113.4 | 109.5 | 52.9 | R32 | 1,95 | 675 | 1,32
U-100PZH4E8 | 5025232945375 | PAC | Outdoor | a) Deluxe | PACi NX 3ph | 10,0 kW PACi NX Elite outdoor unit 3ph | PACi NX Elite outdoor unit 3ph |  |  |  |  | 4073 |  |  | 656875 | 90 | 113.4 | 109.5 | 52.9 | R32 | 2,70 | 675 | 1,82
U-125PZH4E8 | 5025232945399 | PAC | Outdoor | a) Deluxe | PACi NX 3ph | 12,5 kW PACi NX Elite outdoor unit 3ph | PACi NX Elite outdoor unit 3ph |  |  |  |  | 5236 |  |  | 656875 | 92 | 113.4 | 109.5 | 52.9 | R32 | 3,00 | 675 | 2,03
U-140PZH4E8 | 5025232945412 | PAC | Outdoor | a) Deluxe | PACi NX 3ph | 14,0 kW PACi NX Elite outdoor unit 3ph | PACi NX Elite outdoor unit 3ph |  |  |  |  | 6571 |  |  | 656875 | 92 | 113.4 | 109.5 | 52.9 | R32 | 3,00 | 675 | 2,03
U-25PZ3E5 | 5025232915538 | PAC | Outdoor | b) Standard | PACi NX 1ph | 2,5 kW PACi NX Standard outdoor unit 1ph | PACi NX Standard outdoor unit 1ph |  |  |  |  | 657 |  |  | 274176 | 35 | 68 | 96 | 42 | R32 | 0,87 | 675 | 0,59
U-36PZ3E5 | 5025232899333 | PAC | Outdoor | b) Standard | PACi NX 1ph | 3,6 kW PACi NX Standard outdoor unit 1ph | PACi NX Standard outdoor unit 1ph |  |  |  |  | 670 |  |  | 274176 | 36 | 68 | 96 | 42 | R32 | 0,87 | 675 | 0,59
U-50PZ3E5 | 5025232899340 | PAC | Outdoor | b) Standard | PACi NX 1ph | 5,0 kW PACi NX Standard outdoor unit 1ph | PACi NX Standard outdoor unit 1ph |  |  |  |  | 1348 |  |  | 274176 | 46 | 68 | 96 | 42 | R32 | 1,14 | 675 | 0,77
U-60PZ3E5A | 5025232920884 | PAC | Outdoor | b) Standard | PACi NX 1ph | 6,0 kW PACi NX Standard outdoor unit 1ph | PACi NX Standard outdoor unit 1ph |  |  |  |  | 1404 |  |  | 354375 | 46 | 75 | 105 | 45 | R32 | 1,15 | 675 | 0,78
U-71PZ3E5A | 5025232920891 | PAC | Outdoor | b) Standard | PACi NX 1ph | 7,1 kW PACi NX Standard outdoor unit 1ph | PACi NX Standard outdoor unit 1ph |  |  |  |  | 1417 |  |  | 354375 | 54 | 75 | 105 | 45 | R32 | 1,32 | 675 | 0,89
U-100PZ3E5 | 5025232941032 | PAC | Outdoor | b) Standard | PACi NX 1ph | 10,0 kW PACi NX Standard outdoor unit 1ph | PACi NX Standard outdoor unit 1ph |  |  |  |  | 2102 |  |  | 658790 | 98 | 113 | 110 | 53 | R32 | 2,40 | 675 | 1,62
U-125PZ3E5 | 5025232941056 | PAC | Outdoor | b) Standard | PACi NX 1ph | 12,5 kW PACi NX Standard outdoor unit 1ph | PACi NX Standard outdoor unit 1ph |  |  |  |  | 2784 |  |  | 658790 | 102 | 113 | 110 | 53 | R32 | 2,80 | 675 | 1,89
U-140PZ3E5 | 5025232941070 | PAC | Outdoor | b) Standard | PACi NX 1ph | 14,0 kW PACi NX Standard outdoor unit 1ph | PACi NX Standard outdoor unit 1ph |  |  |  |  | 3989 |  |  | 658790 | 102 | 113 | 110 | 53 | R32 | 2,80 | 675 | 1,89
U-100PZ3E8 | 5025232941049 | PAC | Outdoor | b) Standard | PACi NX 3ph | 10,0 kW PACi NX Standard outdoor unit 3ph | PACi NX Standard outdoor unit 3ph |  |  |  |  | 2466 |  |  | 658790 | 98 | 113 | 110 | 53 | R32 | 2,40 | 675 | 1,62
U-125PZ3E8 | 5025232941063 | PAC | Outdoor | b) Standard | PACi NX 3ph | 12,5 kW PACi NX Standard outdoor unit 3ph | PACi NX Standard outdoor unit 3ph |  |  |  |  | 3198 |  |  | 658790 | 95 | 113 | 110 | 53 | R32 | 2,80 | 675 | 1,89
U-140PZ3E8 | 5025232941087 | PAC | Outdoor | b) Standard | PACi NX 3ph | 14,0 kW PACi NX Standard outdoor unit 3ph | PACi NX Standard outdoor unit 3ph |  |  |  |  | 4330 |  |  | 658790 | 102 | 113 | 110 | 53 | R32 | 2,80 | 675 | 1,89
S-3650PU3E | 5025232898831 | PAC | Indoor | d) Cassette | Cassette (PU) | 3,5 to 5,0 kW 4 way 90 x 90 cassette · R32 | 4 way 90 x 90 cassette |  |  |  |  | 906 |  |  | 243000 | 26 | 30 | 90 | 90 | - | - | - | -
S-6071PU3E | 5025232898824 | PAC | Indoor | d) Cassette | Cassette (PU) | 6,0 to 7,1 kW 4 way 90 x 90 cassette · R32 | 4 way 90 x 90 cassette |  |  |  |  | 1092 |  |  | 234900 | 29 | 29 | 90 | 90 | - | - | - | -
S-1014PU3E | 5025232898817 | PAC | Indoor | d) Cassette | Cassette (PU) | 10,0 to 14,0 kW 4 way 90 x 90 cassette · R32 | 4 way 90 x 90 cassette |  |  |  |  | 1093 |  |  | 280350 | 34 | 35 | 90 | 89 | - | - | - | -
CZ-KPU3 | 5025232856671 | VRF | Accessories | l) Accessories | Panel (90X90) | Standard panel white for 4 way 90x90 cassette - PU. RAL9003. | Standard panel white for 4 way 90x90 cassette |  | CZ-KPU3W | x | 2025-08-01 | 328 |  |  | 100000 | 7 | 10 | 100 | 100 | - | - | - | -
CZ-KPU3A | 5025232856688 | VRF | Accessories | l) Accessories | Panel (90X90) | Econavi panel white for 4 way 90x90 cassette - PU. RAL9003. | Econavi panel white for 4 way 90x90 cassette |  | CZ-KPU3AW | x | 2025-08-01 | 367 |  |  | 100000 | 7 | 10 | 100 | 100 | - | - | - | -
CZ-KPU3B | 5025232985180 | VRF | Accessories | l) Accessories | Panel (90X90) | Standard panel graphite black for 4 way 90x90 cassette - PU. RAL9011. | Standard panel graphite black for 4 way 90x90 cassette |  |  | x | 2025-06-01 | 367 |  |  | 100000 | 7 | 10 | 100 | 100 | - | - | - | -
CZ-FDU3 | 5025232856664 | VRF | Accessories | n) Others | Others | Air-intake plenum for high volume fresh air input | Air-intake plenum |  |  |  |  | 486 |  |  | 113535 | 5 | 15 | 87 | 87 | - | - | - | -
CZ-ATU2 | 5025232625758 | VRF | Accessories | n) Others | Others | Air-intake chamber for high volume fresh air input | Air-intake chamber |  |  |  |  | 498 |  |  | 4900 | 0.75 | 14 | 20 | 17.5 | - | - | - | -
S-25PY3E | 5025232913848 | PAC | Indoor | d) Cassette | Cassette (PY) | 2,5 kW 4 way 60 x 60 cassette · R32 | 4 way 60 x 60 cassette |  |  |  |  | 1012 |  |  | 173250 | 20 | 33 | 75 | 70 | - | - | - | -
S-36PY3E | 5025232913855 | PAC | Indoor | d) Cassette | Cassette (PY) | 3,6 kW 4 way 60 x 60 cassette · R32 | 4 way 60 x 60 cassette |  |  |  |  | 1167 |  |  | 173250 | 20 | 33 | 75 | 70 | - | - | - | -
S-50PY3E | 5025232913862 | PAC | Indoor | d) Cassette | Cassette (PY) | 5,0 kW 4 way 60 x 60 cassette · R32 | 4 way 60 x 60 cassette |  |  |  |  | 1214 |  |  | 173250 | 20 | 33 | 75 | 70 | - | - | - | -
S-60PY3E | 5025232913879 | PAC | Indoor | d) Cassette | Cassette (PY) | 6,0 kW 4 way 60 x 60 cassette · R32 | 4 way 60 x 60 cassette |  |  |  |  | 1381 |  |  | 173250 | 20 | 33 | 75 | 70 | - | - | - | -
CZ-KPY4 | 5025232913886 | VRF | Accessories | l) Accessories | Panel (70X70) | Panel for 4 way 60x60 cassette - PY | Panel for 4 way 60x60 cassette |  |  |  |  | 252 |  |  | 46920 | 5 | 10 | 69 | 68
S-3650PF3E | 5025232898848 | PAC | Indoor | f) Duct | Duct (PF) | 3,6 to 5,0 kW Adaptive ducted · R32 | Adaptive ducted |  |  |  |  | 1056 |  |  | 294678 | 30 | 34 | 107 | 81 | - | - | - | -
S-6071PF3E | 5025232898855 | PAC | Indoor | f) Duct | Duct (PF) | 6,0 to 7,1 kW Adaptive ducted · R32 | Adaptive ducted |  |  |  |  | 1076 |  |  | 349758 | 36 | 81 | 127 | 34 | - | - | - | -
S-1014PF3E | 5025232898862 | PAC | Indoor | f) Duct | Duct (PF) | 10,0 to 14,0 kW Adaptive ducted · R32 | Adaptive ducted |  |  |  |  | 1782 |  |  | 459918 | 45 | 34 | 167 | 81 | - | - | - | -
S-3650PT3E | 5025232915804 | PAC | Indoor | h) Ceiling | Ceiling (PT) | 3,6 to 5,0 kW Ceiling · R32 | Ceiling |  |  |  |  | 1464 |  |  | 292740 | 42 | 35 | 102 | 82 | - | - | - | -
S-6071PT3E | 5025232915811 | PAC | Indoor | h) Ceiling | Ceiling (PT) | 6,0 to 7,1 kW Ceiling · R32 | Ceiling |  |  |  |  | 1837 |  |  | 395568 | 42 | 36 | 134 | 82 | - | - | - | -
S-1014PT3E | 5025232915828 | PAC | Indoor | h) Ceiling | Ceiling (PT) | 10,0 to 14,0 kW Ceiling · R32 | Ceiling |  |  |  |  | 2794 |  |  | 484128 | 49 | 36 | 164 | 82 | - | - | - | -
S-2545PK4E | 5025232978472 | PAC | Indoor | j) Wall | Wall (PK) | 2,5 to 4,5 kW Wall mounted · R32 | Wall mounted |  | S-3650PK3E | x | 2025-05-01 | 978 |  |  | 126849 | 17 | 28 | 119 | 38 | - | - | - | -
S-5010PK4E | 5025232978489 | PAC | Indoor | j) Wall | Wall (PK) | 5,0 to 10,0 kW Wall mounted · R32 | Wall mounted |  | S-6010PK3E | x | 2025-05-01 | 2582 |  |  | 126849 | 17 | 28 | 119 | 38 | - | - | - | -
PAW-200W5APAC-2 | 4010869555111 | PAC | Indoor | m) Water HEX | Water HEX | 20 kW PACi NX Water heat exchanger (WHE) for chilled and hot water production | PACi NX Water heat exchanger |  | PAW-200W5APAC-1 | x | 2025-03-01 | 6208 |  |  | 86779 | 33 | 23 | 77 | 49 | - | - | - | -
PAW-250W5APAC-2 | 4010869555104 | PAC | Indoor | m) Water HEX | Water HEX | 25 kW PACi NX Water heat exchanger (WHE) for chilled and hot water production | PACi NX Water heat exchanger |  | PAW-250W5APAC-1 | x | 2025-03-01 | 6894 |  |  | 86779 | 33 | 23 | 77 | 49 | - | - | - | -
U-200PZH4E8 | 5025232954469 | PAC | Outdoor | c) Big PAC | Big PACi NX 3ph | 20,0 kW Big PACi NX outdoor unit 3ph for air to air indoor units | Big PACi NX outdoor unit 3ph |  |  |  |  | 5826 |  |  | 873806 | 121 | 62 | 125 | 113 | R32 | 4,80 | 675 | 3,24
U-250PZH4E8 | 5025232954476 | PAC | Outdoor | c) Big PAC | Big PACi NX 3ph | 25,0 kW Big PACi NX outdoor unit 3ph for air to air indoor units | Big PACi NX outdoor unit 3ph |  |  |  |  | 6275 |  |  | 873806 | 121 | 62 | 125 | 113 | R32 | 4,80 | 675 | 3,24
S-200PE4E | 5025232954445 | PAC | Indoor | c) Big PAC | Split-able duct | 20,0 kW High static pressure split-able duct for Big PACi NX outdoor unit | Big PACi NX split-able duct |  |  |  |  | 2919 |  |  | 1137345 | 106 | 61 | 165 | 113 | - | - | - | -
S-250PE4E | 5025232954452 | PAC | Indoor | c) Big PAC | Split-able duct | 25,0 kW High static pressure split-able duct for Big PACi NX outdoor unit | Big PACi NX split-able duct |  |  |  |  | 3472 |  |  | 1137345 | 108 | 61 | 165 | 113 | - | - | - | -
S-200PE3E5B | 5025232895175 | PAC | Indoor | c) Big PAC | Split-able duct | 20,0 kW High static pressure split-able duct for Big PACi outdoor unit | Big PACi NX split-able duct |  |  |  |  | 2861 |  |  | 1137345 | 108 | 61 | 165 | 113 | - | - | - | -
S-250PE3E5B | 5025232895182 | PAC | Indoor | c) Big PAC | Split-able duct | 25,0 kW High static pressure split-able duct for Big PACi outdoor unit | Big PACi NX split-able duct |  |  |  |  | 3403 |  |  | 1137345 | 108 | 61 | 165 | 113 | - | - | - | -
P-VTVF140MC5-PE | 4010869594196 | PAC | Indoor | n) Jet Air Stream | Smart | 14 kW Jet Air Stream indoor unit 1ph & 3 ph with smart Jet - self-directing nozzles | Jet Air Stream Smart |  |  | x | 2024-12-01 | 7820 |  |  | 1260720 | 92 | 102 | 120 | 103 | - | - | - | -
P-VTVF140NC5-PE | 4010869594219 | PAC | Indoor | n) Jet Air Stream | Standard | 14 kW Jet Air Stream indoor unit 1ph & 3ph with standard nozzles | Jet Air Stream Standard |  |  | x | 2024-12-01 | 7150 |  |  | 723347.86 | 82,7 | 80.2 | 101 | 89.3 | - | - | - | -
P-VTVF140PC5-PE | 4010869594233 | PAC | Indoor | n) Jet Air Stream | Ducted | 14 kW Jet Air Stream indoor unit 1ph & 3ph with ducted connection. | Jet Air Stream Ducted connection |  |  | x | 2024-12-01 | 5670 |  |  | 723347.86 | 82,7 | 80.2 | 101 | 89.3 | - | - | - | -
P-VTVF250MC5-PE | 4010869594202 | PAC | Indoor | n) Jet Air Stream | Smart | 25 kW Jet Air Stream indoor unit 3ph with smart Jet - self-directing nozzles | Jet Air Stream Smart |  |  | x | 2024-12-01 | 11900 |  |  | 2017392 | 135 | 122 | 156 | 106 | - | - | - | -
P-VTVF250NC5-PE | 4010869594226 | PAC | Indoor | n) Jet Air Stream | Standard | 25 kW Jet Air Stream indoor unit 3ph with standard nozzles | Jet Air Stream Standard |  |  | x | 2024-12-01 | 10560 |  |  | 1329778.08 | 107.5 | 102.6 | 136 | 95.3 | - | - | - | -
P-VTVF250PC5-PE | 4010869594240 | PAC | Indoor | n) Jet Air Stream | Ducted | 25 kW Jet Air Stream indoor unit 3ph with ducted connection | Jet Air Stream Ducted connection |  |  | x | 2024-12-01 | 7595 |  |  | 1329778.08 | 107.5 | 102.6 | 136 | 95.3 | - | - | - | -
PCZ-AHRP0681 | 4010869596268 | PAC | Accessories | n) Jet Air Stream | Accessory | Recessed mounting box for controller for Jet Air Stream | Recessed mounting box |  |  | x | 2024-12-01 | 76 |  |  | 2860 | 0,27 | 10 | 22 | 13 | - | - | - | -
PCZ-AHRX0012 | 4010869596275 | PAC | Accessories | n) Jet Air Stream | Accessory | Touch panel controller with Modbus integration and group control up to 8 units for Jet Air Stream | Modbus Touch panel controller |  |  | x | 2024-12-01 | 613 |  |  | 2860 | 0,33 | 10 | 22 | 13 | - | - | - | -
PCZ-AHRX0051 | 4010869596282 | PAC | Accessories | n) Jet Air Stream | Accessory | Ducted air intake plenum (1 x DN 355 mm) for Jet Air Stream Standard and Ducted 14 kW models | Ducted air intake plenum (1 x DN 355 mm) |  |  | x | 2024-12-01 | 417 |  |  | 3375 | 10 | 15 | 15 | 15 | - | - | - | -
PCZ-AHRX0052 | 4010869596299 | PAC | Accessories | n) Jet Air Stream | Accessory | Ducted air intake plenum (2 x DN 355 mm) for Jet Air Stream Standard and Ducted 25 kW models | Ducted air intake plenum (2 x DN 355 mm) |  |  | x | 2024-12-01 | 688 |  |  | 3375 | 10 | 15 | 15 | 15 | - | - | - | -
PCZ-AHRX0061 | 4010869596305 | PAC | Accessories | n) Jet Air Stream | Accessory | Ground air intake module for Jet Air Stream. 25 kW model requires two of them | Ground air intake module |  |  | x | 2024-12-01 | 1286 |  |  | 3375 | 10 | 15 | 15 | 15 | - | - | - | -
PCZ-AHRX0071 | 4010869596312 | PAC | Accessories | n) Jet Air Stream | Accessory | Air supply grille for ducts. | Air supply grille |  |  | x | 2024-12-01 | 234 |  |  | 3375 | 10 | 15 | 15 | 15 | - | - | - | -
CU-Z25YKEA-1 | 5025232974856 | PAC | Outdoor | i) Semi FS | Server YKEA 1ph | 2,5 kW YKEA outdoor unit 1ph for the server room | YKEA outdoor unit for the server room |  | CU-Z25YKEA | x | 2024-11-01 | 931 |  |  | 212760 | 32 | 60 | 89 | 40 | R32 | 0,89 | 675 | 0,60
CU-Z35YKEA-1 | 5025232974863 | PAC | Outdoor | i) Semi FS | Server YKEA 1ph | 3,5 kW YKEA outdoor unit 1ph for the server room | YKEA outdoor unit for the server room |  | CU-Z35YKEA | x | 2024-11-01 | 981 |  |  | 212760 | 32 | 60 | 89 | 40 | R32 | 0,89 | 675 | 0,60
CU-Z42YKEA-1 | 5025232974870 | PAC | Outdoor | i) Semi FS | Server YKEA 1ph | 4,2 kW YKEA outdoor unit 1ph for the server room | YKEA outdoor unit for the server room |  | CU-Z42YKEA | x | 2024-11-01 | 1589 |  |  | 212760 | 32 | 60 | 89 | 40 | R32 | 0,97 | 675 | 0,65
CU-Z50YKEA-1 | 5025232974887 | PAC | Outdoor | i) Semi FS | Server YKEA 1ph | 5,0 kW YKEA outdoor unit 1ph for the server room | YKEA outdoor unit for the server room |  | CU-Z50YKEA | x | 2024-11-01 | 1784 |  |  | 367213 | 44 | 76 | 105 | 46 | R32 | 1,13 | 675 | 0,76
CU-Z71YKEA-1 | 5025232974894 | PAC | Outdoor | i) Semi FS | Server YKEA 1ph | 7,1 kW YKEA outdoor unit 1ph for the server room | YKEA outdoor unit for the server room |  | CU-Z71YKEA | x | 2024-11-01 | 2331 |  |  | 367213 | 49 | 76 | 105 | 46 | R32 | 1,35 | 675 | 0,91
CS-Z25YKEA-1 | 5025232974801 | PAC | Indoor | i) Semi FS | Server YKEA wall | 2,5 kW YKEA wall-mounted Professional -25 °C · R32 | YKEA wall-mounted |  | CS-Z25YKEA | x | 2024-11-01 | 521 |  |  | 100762 | 13 | 28 | 95 | 37 | - | - | - | -
CS-Z35YKEA-1 | 5025232974818 | PAC | Indoor | i) Semi FS | Server YKEA wall | 3,5 kW YKEA wall-mounted Professional -25 °C · R32 | YKEA wall-mounted |  | CS-Z35YKEA | x | 2024-11-01 | 586 |  |  | 100762 | 13 | 28 | 95 | 37 | - | - | - | -
CS-Z42YKEA-1 | 5025232974825 | PAC | Indoor | i) Semi FS | Server YKEA wall | 4,2 kW YKEA wall-mounted Professional -25 °C · R32 | YKEA wall-mounted |  | CS-Z42YKEA | x | 2024-11-01 | 840 |  |  | 100762 | 13 | 28 | 95 | 37 | - | - | - | -
CS-Z50YKEA-1 | 5025232974832 | PAC | Indoor | i) Semi FS | Server YKEA wall | 5,0 kW YKEA wall-mounted Professional -25 °C · R32 | YKEA wall-mounted |  | CS-Z50YKEA | x | 2024-11-01 | 879 |  |  | 138061 | 14 | 31 | 115 | 38 | - | - | - | -
CS-Z71YKEA-1 | 5025232974849 | PAC | Indoor | i) Semi FS | Server YKEA wall | 7,1 kW YKEA wall-mounted Professional -25 °C · R32 | YKEA wall-mounted |  | CS-Z71YKEA | x | 2024-11-01 | 1253 |  |  | 138061 | 15 | 31 | 115 | 38 | - | - | - | -
CZ-50DRS1 | 5025232749591 | PAC | Accessories | l) Accessories | Drain kits | Drain kit for outdoor units from 5,0 to 7,1 kW | Drain kit |  |  |  |  | 27 |  |  | 892.5 | 0.1 | 7.5 | 14 | 8.5 | - | - | - | -
CZ-140DRS1 | 5025232749607 | PAC | Accessories | l) Accessories | Drain kits | Drain kit for outdoor units from 10,0 to 25,0 kW | Drain kit |  |  |  |  | 33 |  |  | 860.625 | 0.15 | 7.5 | 13.5 | 8.5 | - | - | - | -
CZ-P224BK2BM | 4010869171250 | VRF | Accessories | l) Accessories | Branch Pipes, Headers | Branch pipe | Branch pipe |  |  |  |  | 131 |  |  | 6579 | 1 | 9 | 43 | 17 | - | - | - | -
CZ-P680BK2BM | 4010869169974 | VRF | Accessories | l) Accessories | Branch Pipes, Headers | Branch pipe from 22,4 kW to 68 kW | Branch pipe |  |  |  |  | 225 |  |  | 18693.5 | 1.9 | 14 | 54.5 | 24.5 | - | - | - | -
CZ-P3HPC2BM | 4010869190077 | VRF | Accessories | l) Accessories | Branch Pipes, Headers | Header | Header |  |  |  |  | 150 |  |  | 7800 | 0.96 | 10 | 30 | 26 | - | - | - | -
PAW-WTRAY | 4010869208437 | A2W | Accessories | l) Accessories | Mounting Material | Tray for condenser water compatible with outdoor elevation platform | Tray |  |  |  |  | 351 |  |  | 58520 | 2.3 | 7 | 110 | 76
PAW-GRDSTD40 | 4010869208444 | A2W | Accessories | l) Accessories | Mounting Material | Outdoor elevation platform. Dimension (H x W x D): 400 x 900 x 400 mm | Outdoor elevation platform |  |  |  |  | 350 |  |  | 13824 | 7.8 | 8 | 128 | 13.5
CZ-CENSC1 | 5025232804412 | PAC | Accessories | l) Accessories | Sensor | Econavi energy saving sensor | Econavi energy saving sensor |  |  |  |  | 194 |  |  | 1951.125 | 0.55 | 5.5 | 21.5 | 16.5 | - | - | - | -
CZ-CSRC3 | 5025232829484 | PAC | Accessories | l) Accessories | Temp Sensor | Remote temperature sensor | Remote temperature sensor |  |  |  |  | 135 |  |  | 490 | 0.16 | 3.5 | 17.5 | 8 | - | - | - | -
PAW-APF800F | 4010869370219 | PAC | Accessories | p) Accessories | Filter | BION air pollutant filter for S-3650PF3E | BION air pollutant filter |  |  | x | 2025-04-01 | 595 | [7 empty] | - | - | - | -
PAW-APF1000F | 4010869370004 | PAC | Accessories | p) Accessories | Filter | BION air pollutant filter for S-6071PF3E | BION air pollutant filter |  |  | x | 2025-04-01 | 695 | [7 empty] | - | - | - | -
PAW-APF1400F | 4010869353557 | PAC | Accessories | p) Accessories | Filter | BION air pollutant filter for S-1014PF3E | BION air pollutant filter |  |  | x | 2025-04-01 | 975 | [7 empty] | - | - | - | -
CZ-56DAF2 | 5025232872176 | VRF | Accessories | p) Accessories | Plenums | Air outlet plenum for S-3650PF3E | Air outlet plenum |  |  |  |  | 208 |  |  | 21164 | 3 | 11 | 74 | 26 | - | - | - | -
CZ-90DAF2 | 5025232872183 | VRF | Accessories | p) Accessories | Plenums | Air outlet plenum for S-6071PF3E | Air outlet plenum |  |  |  |  | 246 |  |  | 26884 | 3 | 11 | 94 | 26 | - | - | - | -
CZ-160DAF2 | 5025232872190 | VRF | Accessories | p) Accessories | Plenums | Air outlet plenum for S-1014PF3E | Air outlet plenum |  |  |  |  | 306 |  |  | 38324 | 4 | 11 | 134 | 26 | - | - | - | -
CZ-TREMIESPW705 | 4010869181419 | PAC | Accessories | l) Accessories | Plenums | Air outlet plenum for S-200PE4E | Air outlet plenum |  |  |  |  | 847 |  |  | 202500 | 15 | 45 | 100 | 45 | - | - | - | -
CZ-TREMIESPW706 | 4010869181426 | PAC | Accessories | l) Accessories | Plenums | Air outlet plenum for S-250PE4E | Air outlet plenum |  |  |  |  | 858 |  |  | 385764 | 6.9 | 102 | 62 | 61 | - | - | - | -
PAW-AC2-BMS-16 | 8436615510238 | VRF | Accessories | p) Accessories | Connectivity | A unified interface supporting Modbus, BACnet, and KNX protocols for up to 16 indoor units | BMS interface |  |  |  |  | 3731 |  |  | 1638 | 0.29 | 9 | 14 | 13 | - | - | - | -
PAW-AC2-BMS-64 | 8436615510245 | VRF | Accessories | p) Accessories | Connectivity | A unified interface supporting Modbus, BACnet, and KNX protocols for up to 64 indoor units | BMS interface |  |  |  |  | 5387 |  |  | 1638 | 0.29 | 9 | 14 | 13 | - | - | - | -
PAW-AC2-BMS-128 | 8436615510252 | VRF | Accessories | p) Accessories | Connectivity | A unified interface supporting Modbus, BACnet, and KNX protocols for up to 128 indoor units | BMS interface |  |  |  |  | 7201 |  |  | 1638 | 0.29 | 9 | 14 | 13 | - | - | - | -
CZ-CAPWFC2 | 5025232967698 | PAC | Accessories | l) Accessories | Connectivity | Commercial Wi-Fi Adaptor | Commercial Wi-Fi Adaptor |  | CZ-CAPWFC1 | x | 2024-08-01 | 227 |  |  | 2022.4 | 0.47 | 3.5 | 23 | 17 | - | - | - | -
PAW-RC2-KNX-1i | 4010869200455 | VRF | Accessories | p) Accessories | Connectivity | KNX interface (Intesis) | KNX interface |  |  |  |  | 546 |  |  | 250.25 | 0.107 | 6.5 | 11 | 3.5 | - | - | - | -
PAW-RC2-MBS-1 | 4010869200462 | VRF | Accessories | p) Accessories | Connectivity | Modbus RTU interface (Intesis) | Modbus RTU interface |  |  |  |  | 546 |  |  | 1345.5 | 0.159 | 9 | 13 | 11.5 | - | - | - | -
PAW-RC2-MBS-4 | 4010869213295 | VRF | Accessories | p) Accessories | Connectivity | Modbus RTU interface to control 4 indoor units/groups (Intesis) | Modbus RTU interface |  |  |  |  | 981 |  |  | 1495 | 0.4 | 10 | 11.5 | 13 | - | - | - | -
PAW-RC2-BAC-1 | 4010869242776 | VRF | Accessories | p) Accessories | Connectivity | BACnet IP and MSTP interface (Intesis) for 1 indoor unit | BACnet IP and MSTP interface |  |  |  |  | 649 |  |  | 1435.5 | 0.1 | 9 | 14.5 | 11 | - | - | - | -
PAW-AZRC-KNX-1 | 8445409139128 | VRF | Accessories | p) Accessories | Connectivity | KNX interface (Airzone) for 1 indoor unit or 1 goup of indoor units | KNX interface |  |  |  |  | 513 |  |  | 952 | 0.107 | 4 | 17 | 14 | - | - | - | -
PAW-AZRC-MBS-1 | 8445409139104 | VRF | Accessories | p) Accessories | Connectivity | Modbus RTU interface (Airzone) for 1 indoor unit or 1 goup of indoor units | Modbus RTU interface |  |  |  |  | 513 |  |  | 952 | 0.107 | 4 | 17 | 14 | - | - | - | -
PAW-AZRC-BAC-1 | 8445409139142 | VRF | Accessories | p) Accessories | Connectivity | BACnet IP and MSTP interface (Airzone) for 1 indoor unit | BACnet IP and MSTP interface |  |  |  |  | 610 |  |  | 853.2 | 0.107 | 4 | 15.8 | 13.5 | - | - | - | -
CZ-CAPRA1 | 5025232851119 | VRF | Accessories | p) Accessories | Connectivity | RAC interface adapter for integration into S‑Link, plus external input and alarm/status output (for YKEA units) | RAC interface adapter |  |  |  |  | 256 |  |  | 1870 | 0.5 | 5 | 22 | 17 | - | - | - | -
CZ-CAPC4 | 5025232976188 | VRF | Accessories | n) Accessories | Connectivity | Adaptor for ON / OFF control of external devices. 3 digital outputs. | Adaptor for ON / OFF control |  | CZ-CAPC3 | x | 2025-05-01 | 557 |  |  | 3255 | 1.06 | 7 | 30 | 15.5 | - | - | - | -
CZ-CAPDC3 | 5025232696215 | VRF | Accessories | p) Accessories | Connectivity | Demand control for Mini ECOi (LZ2 and LE2 Series compatible) | Demand control for Mini ECOi |  |  |  |  | 193 |  |  | 4080 | 0.6 | 10 | 24 | 17 | - | - | - | -
CZ-CAPBC2 | 5025232603688 | VRF | Accessories | p) Accessories | Connectivity | Mini series parallel device controlling indoor units, maximum 1 group and 8 indoor unit | Mini series parallel device |  |  |  |  | 367 |  |  | 5094.85 | 1.109 | 9.5 | 31 | 17.3 | - | - | - | -
CZ-CFUNC2 | 5025232603725 | VRF | Accessories | p) Accessories | Connectivity | Communication Adaptor, up to 128 groups, controls 128 units | Communication Adaptor for 128 indoor units |  |  |  |  | 1584 |  |  | 22032 | 3 | 17 | 36 | 36 | - | - | - | -
CZ-RTC6W | 5025232948093 | VRF | Accessories | p) Accessories | Remoco (WIRED) | CONEX wired remote controller (nonwireless), white | CONEX wired remote controller |  |  |  |  | 188 |  |  | 2436 | 0.49 | 5 | 22 | 17 | - | - | - | -
CZ-RTC6WBL | 5025232948109 | VRF | Accessories | p) Accessories | Remoco (WIRED) | CONEX wired remote controller with Bluetooth®, white | CONEX wired remote controller |  |  |  |  | 213 |  |  | 2436 | 0.42 | 5 | 22.5 | 17 | - | - | - | -
CZ-RTC6WBLW2 | 5025232967742 | VRF | Accessories | p) Accessories | Remoco (WIRED) | CONEX wired remote controller with Wi-Fi and Bluetooth®, white | CONEX wired remote controller |  | CZ-RTC6WBLW | x | 2025-03-01 | 310 |  |  | 2436 | 0.42 | 3 | 16.5 | 14 | - | - | - | -
CZ-RTC6 | 5025232910809 | VRF | Accessories | p) Accessories | Remoco (WIRED) | CONEX wired remote controller (nonwireless), black | CONEX wired remote controller |  |  |  |  | 188 |  |  | 1870 | 0.37 | 5 | 22 | 17 | - | - | - | -
CZ-RTC6BL | 5025232910816 | VRF | Accessories | p) Accessories | Remoco (WIRED) | CONEX wired remote controller with Bluetooth®, black | CONEX wired remote controller |  |  |  |  | 213 |  |  | 1912.5 | 0.42 | 5 | 22.5 | 17 | - | - | - | -
CZ-RTC6BLW2 | 5025232967735 | VRF | Accessories | p) Accessories | Remoco (WIRED) | CONEX wired remote controller with Wi-Fi and Bluetooth®, black | CONEX wired remote controller |  | CZ-RTC6BLW | x | 2025-03-01 | 310 |  |  | 2436 | 0.42 | 3 | 16.5 | 14 | - | - | - | -
CZ-RTC5B | 5025232880621 | VRF | Accessories | p) Accessories | Remoco (WIRED) | Design wired remote controller with Econavi function and datanavi | Design wired remote controller |  |  |  |  | 188 |  |  | 693 | 0.4 | 3 | 16.5 | 14 | - | - | - | -
CZ-RWS3 | 5025232883554 | VRF | Accessories | p) Accessories | Remoco (WIRELESS) | Infrared remote controller for wallmounted | Infrared remote controller |  |  |  |  | 129 |  |  | 2041.875 | 0.34 | 5.5 | 22.5 | 16.5 | - | - | - | -
CZ-RWRY3 | 5025232940257 | VRF | Accessories | p) Accessories | Remoco (WIRELESS) | Infrared remote controller and receiver for 4 way 60x60 cassette - PY3 with panel | Infrared remote controller and receiver |  |  |  |  | 127 |  |  | 2820 | 0.34 | 15 | 16 | 4.5 | - | - | - | -
CZ-RWRU3 | 5025232883561 | VRF | Accessories | p) Accessories | Remoco (WIRELESS) | Infrared remote controller and receiver for 4 way 90x90 cassette. White RAL9003. | Infrared remote controller and receiver |  | CZ-RWRU3W | x | 2025-08-01 | 147 |  |  | 2277 | 0.34 | 4.5 | 23 | 22 | - | - | - | -
CZ-RWRT3 | 5025232883592 | VRF | Accessories | p) Accessories | Remoco (WIRELESS) | Infrared remote controller and receiver for ceiling | Infrared remote controller and receiver |  |  |  |  | 129 |  |  | 1776 | 0.23 | 5 | 22.2 | 16 | - | - | - | -
CZ-RWRC3 | 5025232883608 | VRF | Accessories | p) Accessories | Remoco (WIRELESS) | Infrared remote controller and receiver for all indoor units | Infrared remote controller and receiver |  |  |  |  | 123 |  |  | 820 | 0.2 | 4 | 16.4 | 12.5 | - | - | - | -
CZ-T10 | 4010869186384 | VRF | Accessories | p) Accessories | Connector Cables | Cable for all the T10 functions | Cable for all the T10 functions |  |  |  |  | 49 |  |  | 48.6 | 0.031 | 0.1 | 27 | 18 | - | - | - | -
PAW-FDC | 4010869195188 | VRF | Accessories | p) Accessories | Connector Cables | Cable to operate external EC fan | External EC fan cable |  |  |  |  | 52 |  |  | 486 | 0.3 | 1 | 18 | 27 | - | - | - | -
PAW-OCT | 4010869195164 | VRF | Accessories | p) Accessories | Connector Cables | Cable for all option monitoring signals | Cable for all option monitoring signals |  |  |  |  | 52 |  |  | 308 | 0.03 | 1 | 14 | 22 | - | - | - | -
PAW-EXCT | 4010869195171 | VRF | Accessories | p) Accessories | Connector Cables | Cable with force thermo OFF/leakage detection | Cable with force thermo OFF/leakage detection |  |  |  |  | 52 |  |  | 583.2 | 0.2 | 1.2 | 27 | 18 | - | - | - | -
SER8150R0B1194 | 4010869266819 | VRF | Accessories | p) Accessories | Schneider Remocon | Remote controller Panasonic Net Con, RH, No PIR, R1/R2 | Schneider remote controller |  |  |  |  | 345 |  |  | 351 | 0.5 | 3 | 13 | 9 | - | - | - | -
SER8150R5B1194 | 4010869266826 | VRF | Accessories | p) Accessories | Schneider Remocon | Remote controller Panasonic Net Con, RH, PIR, R1/R2. | Schneider remote controller |  |  |  |  | 377 |  |  | 825 | 0.5 | 5 | 15 | 11 | - | - | - | -
VCM8000V5094P | 4010869350419 | VRF | Accessories | p) Accessories | Schneider Pcb | Wireless ZigBee® Pro module / Green Com card | Wireless ZigBee® Pro module |  |  |  |  | 163 |  |  | 480 | 0.25 | 5 | 12 | 8 | - | - | - | -
SED-WDC-G-5045 | 7332552015809 | VRF | Accessories | p) Accessories | Schneider Sensor | Door / window wireless sensor | Door / window wireless sensor |  |  |  |  | 298 |  |  | 292.5 | 0.084 | 7.5 | 7.5 | 5.2 | - | - | - | -
SED-MTH-G-5045 | 7332552015823 | VRF | Accessories | p) Accessories | Schneider Sensor | Wall / ceiling (motion) wireless sensor | Wall / ceiling (motion) wireless sensor |  |  |  |  | 520 |  |  | 292.5 | 0.109 | 7.5 | 7.5 | 5.2 | - | - | - | -
SED-CO2-G-5045 | 3606481332271 | VRF | Accessories | p) Accessories | Schneider Sensor | CO2 sensor | CO2 sensor |  |  |  |  | 525 |  |  | 511.875 | 0.5 | 4.5 | 12.5 | 9.1 | - | - | - | -
SED-TRH-G-5045 | 4010869360227 | VRF | Accessories | p) Accessories | Schneider Sensor | Sensor with room temperature and humidity | Sensor with room temperature and humidity |  |  |  |  | 328 |  |  | 526.5 | 0.2 | 4.5 | 13 | 9 | - | - | - | -
SED-WLS-G-5045 | 7332552015816 | VRF | Accessories | p) Accessories | Schneider Sensor | Water leakage sensor | Water leakage sensor |  |  |  |  | 383 |  |  | 292.5 | 0.114 | 7.5 | 7.5 | 5.2 | - | - | - | -
FAS-00 | 4010869350792 | VRF | Accessories | p) Accessories | Schneider Fascia | Cover frame, silver | Cover frame |  |  |  |  | 37 |  |  | 351 | 0.5 | 3 | 13 | 9 | - | - | - | -
FAS-01 | 3606489420925 | VRF | Accessories | p) Accessories | Schneider Fascia | Cover frame, white | Cover frame |  |  |  |  | 37 |  |  | 351 | 0.5 | 3 | 13 | 9 | - | - | - | -
FAS-03 | 4010869350815 | VRF | Accessories | p) Accessories | Schneider Fascia | Cover frame, glossy translucent white | Cover frame |  |  |  |  | 63 |  |  | 95.76 | 0.5 | 1 | 11.4 | 8.4 | - | - | - | -
FAS-05 | 4010869350822 | VRF | Accessories | p) Accessories | Schneider Fascia | Cover frame, light tan wood | Cover frame |  |  |  |  | 53 |  |  | 351 | 0.5 | 3 | 13 | 9 | - | - | - | -
FAS-06 | 4010869350839 | VRF | Accessories | p) Accessories | Schneider Fascia | Cover frame, dark brown wood | Cover frame |  |  |  |  | 53 |  |  | 351 | 0.5 | 3 | 13 | 9 | - | - | - | -
FAS-07 | 4010869350846 | VRF | Accessories | p) Accessories | Schneider Fascia | Cover frame, dark black wood | Cover frame |  |  |  |  | 68 |  |  | 351 | 0.5 | 3 | 13 | 9 | - | - | - | -
FAS-10 | 3606489420970 | VRF | Accessories | p) Accessories | Schneider Fascia | Cover frame, brushed steel finish | Cover frame |  |  |  |  | 63 |  |  | 351 | 0.5 | 3 | 13 | 9 | - | - | - | -
PAW-RE2C4-MOD-WH | 4010869355933 | VRF | Accessories | p) Accessories | Remoco (WIRED/EXT.) | Modbus RS-485 touch room controller with I/O, white | Modbus RS-485 touch room controller |  |  |  |  | 328 |  |  | 1561.45 | 0.29 | 8.5 | 16.7 | 11 | - | - | - | -
PAW-RE2D4-WH | 4010869355957 | VRF | Accessories | p) Accessories | Remoco (WIRED/EXT.) | Touch display control with 2 digital inputs, white | Touch display control |  |  |  |  | 284 |  |  | 1836 | 0.225 | 9 | 17 | 12 | - | - | - | -
PAW-RE2C4-MOD-BK | 4010869355940 | VRF | Accessories | p) Accessories | Remoco (WIRED/EXT.) | Modbus RS-485 touch room controller with I/O, black | Modbus RS-485 touch room controller |  |  |  |  | 328 |  |  | 1561.45 | 0.29 | 8.5 | 16.7 | 11 | - | - | - | -
PAW-RE2D4-BK | 4010869355964 | VRF | Accessories | p) Accessories | Remoco (WIRED/EXT.) | Touch display control with 2 digital inputs, black. | Touch display control |  |  |  |  | 284 |  |  | 1836 | 0.215 | 9 | 17 | 12 | - | - | - | -
PAW-WMS-DC | 4010869356732 | VRF | Accessories | p) Accessories | Remoco (WIRED/EXT.) | Wall motion sensor 24 V | Wall motion sensor |  |  |  |  | 131 |  |  | 1500 | 0.5 | 10 | 15 | 10 | - | - | - | -
PAW-WMS-AC | 4010869356749 | VRF | Accessories | p) Accessories | Remoco (WIRED/EXT.) | Wall motion sensor 240 V AC | Wall motion sensor |  |  |  |  | 142 |  |  | 1500 | 0.12 | 10 | 15 | 10 | - | - | - | -
PAW-CMS-DC | 4010869356756 | VRF | Accessories | p) Accessories | Remoco (WIRED/EXT.) | Ceiling motion sensor 24 V | Ceiling motion sensor |  |  |  |  | 142 |  |  | 567 | 0.83 | 7 | 9 | 9 | - | - | - | -
PAW-CMS-AC | 4010869356763 | VRF | Accessories | p) Accessories | Remoco (WIRED/EXT.) | Ceiling motion sensor 240 V AC | Ceiling motion sensor |  |  |  |  | 154 |  |  | 567 | 0.84 | 7 | 9 | 9 | - | - | - | -
PAW-24DC | 4010869356787 | VRF | Accessories | p) Accessories | Remoco (WIRED/EXT.) | Power supply 24 V | Power supply |  |  |  |  | 55 |  |  | 508.032 | 2 | 7.2 | 9.8 | 7.2 | - | - | - | -
PAW-DWC | 4010869356770 | VRF | Accessories | p) Accessories | Remoco (WIRED/EXT.) | Door or window contact | Door or window contact |  |  |  |  | 22 |  |  | 126 | 0.14 | 2 | 9 | 7 | - | - | - | -
CZ-64ESMC3 | 5025232851133 | VRF | Accessories | p) Accessories | Remoco (CENTRAL) | System controller for 64 indoor units with weekly timer | System controller |  |  |  |  | 1601 |  |  | 6920.75 | 1.775 | 14.6 | 21.8 | 15.4 | - | - | - | -
CZ-ANC3 | 5025232851096 | VRF | Accessories | p) Accessories | Remoco (CENTRAL) | Central ON / OFF controller, up to 16 groups, 64 indoor units | ON / OFF controller |  |  |  |  | 954 |  |  | 5280 | 1.625 | 15 | 22 | 16 | - | - | - | -
CZ-256ESMC3 | 5025232851126 | VRF | Accessories | p) Accessories | Remoco (CENTRAL) | Intelligent controller (touch screen/web server) to control up to 256 indoors with included load distribution ratio | Intelligent controller |  |  |  |  | 4532 |  |  | 23166 | 4 | 18 | 33 | 39 | - | - | - | -
CZ-CFUSCC1 | 5025232835539 | VRF | Accessories | p) Accessories | Remoco (CENTRAL) | Interface for Panasonic AC Smart Cloud and AC Service Cloud. Cloud internet control. Up to 128 groups. Controls 128 units. | Interface for Panasonic AC Smart/Service Cloud |  |  |  |  | 450 |  |  | 21318 | 2.6 | 17 | 33 | 38 | - | - | - | -
FV-15ZY1G | 5025232951406 | ERV | Indoor | b) ERV | ERV | Advanced ERV ZY Series, rated flow rate 150 m³/h, DC motors, F7 grade filter, a remote controller included | ERV ZY Series |  |  |  |  | 2499 |  |  | 369852 | 29 | 84 | 119 | 37 | - | - | - | -
FV-25ZY1G | 5025232951413 | ERV | Indoor | b) ERV | ERV | Advanced ERV ZY Series, rated flow rate 250 m³/h, DC motors, F7 grade filter, a remote controller included | ERV ZY Series |  |  |  |  | 2699 |  |  | 422688 | 33 | 96 | 119 | 37 | - | - | - | -
FV-35ZY1G | 5025232951420 | ERV | Indoor | b) ERV | ERV | Advanced ERV ZY Series, rated flow rate 350 m³/h, DC motors, F7 grade filter, a remote controller included | ERV ZY Series |  |  |  |  | 3229 |  |  | 587079 | 43 | 111 | 129 | 41 | - | - | - | -
FV-50ZY1G | 5025232951437 | ERV | Indoor | b) ERV | ERV | Advanced ERV ZY Series, rated flow rate 500 m³/h, DC motors, F7 grade filter, a remote controller included | ERV ZY Series |  |  |  |  | 3793 |  |  | 661125 | 48 | 125 | 129 | 41 | - | - | - | -
FV-65ZY1G | 5025232951444 | ERV | Indoor | b) ERV | ERV | Advanced ERV ZY Series, rated flow rate 650 m³/h, DC motors, F7 grade filter, a remote controller included | ERV ZY Series |  |  |  |  | 4454 |  |  | 781354 | 56 | 119 | 134 | 49 | - | - | - | -
FV-80ZY1G | 5025232951451 | ERV | Indoor | b) ERV | ERV | Advanced ERV ZY Series, rated flow rate 800 m³/h, DC motors, F7 grade filter, a remote controller included | ERV ZY Series |  |  |  |  | 5115 |  |  | 941780 | 70 | 124 | 155 | 49 | - | - | - | -
FV-1KZY1G | 5025232951468 | ERV | Indoor | b) ERV | ERV | Advanced ERV ZY Series, rated flow rate 1000 m³/h, DC motors, F7 grade filter, a remote controller included | ERV ZY Series |  |  |  |  | 5996 |  |  | 1101716 | 74 | 146 | 154 | 49 | - | - | - | -
FV-1HZY1G | 5025232951475 | ERV | Indoor | b) ERV | ERV | Advanced ERV ZY Series, rated flow rate 1500 m³/h, DC motors, F7 grade filter , a remote controller included | ERV ZY Series |  |  |  |  | 8819 |  |  | 2020270 | 154 | 98 | 155 | 133 | - | - | - | -
FV-2KZY1G | 5025232951482 | ERV | Indoor | b) ERV | ERV | Advanced ERV ZY Series, rated flow rate 2000 m³/h, DC motors, F7 grade filter , a remote controller included | ERV ZY Series |  |  |  |  | 10999 |  |  | 2354450 | 184 | 98 | 155 | 155 | - | - | - | -
FV-FP15ZY1G | 5025232951499 | ERV | Accessories | b) ERV | ERV | Replacement high efficiency filter for FV-15ZY1G | Replacement filter for ERV ZY Series |  |  |  |  | 89 |  |  | 6510 | 0.59 | 15.5 | 30 | 14 | - | - | - | -
FV-FP25ZY1G | 5025232951505 | ERV | Accessories | b) ERV | ERV | Replacement high efficiency filter for FV-25ZY1G | Replacement filter for ERV ZY Series |  |  |  |  | 89 |  |  | 7526.85 | 1.94 | 15 | 36.1 | 13.9 | - | - | - | -
FV-FP35ZY1G | 5025232951512 | ERV | Accessories | b) ERV | ERV | Replacement high efficiency filter for FV-35ZY1G | Replacement filter for ERV ZY Series |  |  |  |  | 119 |  |  | 9840 | 0.9 | 15 | 41 | 16 | - | - | - | -
FV-FP50ZY1G | 5025232951529 | ERV | Accessories | b) ERV | ERV | Replacement high efficiency filter for FV-50ZY1G | Replacement filter for ERV ZY Series |  |  |  |  | 129 |  |  | 10800 | 0.985 | 15 | 48 | 15 | - | - | - | -
FV-FP65ZY1G | 5025232951536 | ERV | Accessories | b) ERV | ERV | Replacement high efficiency filter for FV-65ZY1G | Replacement filter for ERV ZY Series |  |  |  |  | 139 |  |  | 12825 | 1.13 | 15 | 45 | 19 | - | - | - | -
FV-FP80ZY1G | 5025232951543 | ERV | Accessories | b) ERV | ERV | Replacement high efficiency filter for FV-80ZY1G and FV-1HZY1G, 2 sets of filters required for FV-1HZY1G | Replacement filter for ERV ZY Series |  |  |  |  | 149 |  |  | 14570 | 4.5 | 15.5 | 47 | 20 | - | - | - | -
FV-FP1KZY1G | 5025232951550 | ERV | Accessories | b) ERV | ERV | Replacement high efficiency filter for FV-1KZY1G and FV-2KZY1G, 2 sets of filters required for FV-2KZY1G | Replacement filter for ERV ZY Series |  |  |  |  | 169 |  |  | 18281.165 | 3.6 | 15.5 | 58.1 | 20.3 | - | - | - | -
PAW-ERV-IAQCT | 4010869677974 | ERV | Accessories | b) ERV | ERV | IAQ Controller for advanced energy recovery ventilation - ZY Series. | IAQ Controller for ERV ZY Series |  |  | x | 2024-03-01 | 0 | [7 empty] | - | - | - | -
PAW-280PAH3M-1 | 4010869375825 | PAC | Accessories | n) AHU Kit | Ahu Kit Standard | AHU connection kit 3,6 to 28,0 kW for PACi NX and PACi. | AHU connection kit |  |  |  |  | 1449 |  |  | 36244 | 13 | 41 | 52 | 17 | - | - | - | -
PAW-10PAIRC-LS-1 | 4010869383059 | PAC | Indoor | h) Air Curtain | Air Curtain | Air curtain with DX coil, connected to PACi NX and PACi, air outlet height 2,7 m, Outdoor unit capacity 7,1 kW | Air curtain with DX coil |  |  | x | 2024-12-01 | 7479 |  |  | 594000 | 50 | 90 | 120 | 55 | - | - | - | -
PAW-10PAIRC-HS-1 | 4010869383011 | PAC | Indoor | h) Air Curtain | Air Curtain | Air curtain with DX coil, connected to PACi NX and PACi, air outlet height 3,0 m, Outdoor unit capacity 7,1 kW | Air curtain with DX coil |  |  | x | 2024-12-01 | 7734 |  |  | 594000 | 50 | 90 | 120 | 55 | - | - | - | -
PAW-15PAIRC-LS-1 | 4010869383028 | PAC | Indoor | h) Air Curtain | Air Curtain | Air curtain with DX coil, connected to PACi NX and PACi, air outlet height 2,7 m, Outdoor unit capacity 10,0 kW | Air curtain with DX coil |  |  | x | 2024-12-01 | 9566 |  |  | 841500 | 80 | 90 | 170 | 55 | - | - | - | -
PAW-15PAIRC-HS-1 | 4010869383004 | PAC | Indoor | h) Air Curtain | Air Curtain | Air curtain with DX coil, connected to PACi NX and PACi, air outlet height 3,0 m, Outdoor unit capacity 10,0 kW | Air curtain with DX coil |  |  | x | 2024-12-01 | 9287 |  |  | 841500 | 80 | 90 | 170 | 55 | - | - | - | -
PAW-20PAIRC-LS-1 | 4010869382991 | PAC | Indoor | h) Air Curtain | Air Curtain | Air curtain with DX coil, connected to PACi NX and PACi, air outlet height 2,7 m, Outdoor unit capacity 14,0 kW | Air curtain with DX coil |  |  | x | 2024-12-01 | 10095 |  |  | 1089000 | 110 | 90 | 220 | 55 | - | - | - | -
PAW-20PAIRC-HS-1 | 4010869383035 | PAC | Indoor | h) Air Curtain | Air Curtain | Air curtain with DX coil, connected to PACi NX and PACi, air outlet height 3,0 m, Outdoor unit capacity 14,0 kW | Air curtain with DX coil |  |  | x | 2024-12-01 | 11421 |  |  | 1089000 | 110 | 90 | 220 | 55 | - | - | - | -
PAW-25PAIRC-LS-1 | 4010869383066 | PAC | Indoor | h) Air Curtain | Air Curtain | Air curtain with DX coil, connected to PACi NX and PACi, air outlet height 2,7 m, Outdoor unit capacity 20,0 kW | Air curtain with DX coil |  |  | x | 2024-12-01 | 11952 |  |  | 1336500 | 160 | 90 | 270 | 55 | - | - | - | -
PAW-25PAIRC-HS-1 | 4010869383042 | PAC | Indoor | h) Air Curtain | Air Curtain | Air curtain with DX coil, connected to PACi NX and PACi, air outlet height 3,0 m, Outdoor unit capacity 20,0 kW | Air curtain with DX coil |  |  | x | 2024-12-01 | 15250 |  |  | 1336500 | 160 | 90 | 270 | 55 | - | - | - | -
FY-3009U1P | 5025232872985 | ERV | Air Curtain | a) Air Curtain | Air Curtain | Electric air curtain, width: 0,9 m | Electric air curtain |  |  |  |  | 745 |  |  | 100000 | 14.5 | 31 | 32 | 101 | - | - | - | -
FY-3012U1P | 5025232872992 | ERV | Air Curtain | a) Air Curtain | Air Curtain | Electric air curtain, width: 1,2 m | Electric air curtain |  |  |  |  | 854 |  |  | 129000 | 17.5 | 31 | 32 | 131 | - | - | - | -
FY-3015U1P | 5025232873005 | ERV | Air Curtain | a) Air Curtain | Air Curtain | Electric air curtain, width: 1,5 m | Electric air curtain |  |  |  |  | 1038 |  |  | 159712 | 21.5 | 31 | 32 | 161 | - | - | - | -
FV-15CSD1G | 5025232943111 | ERV | Indoor | g) Others | Stand alone nanoe X | Ceiling mounted air-e nanoe X Generator | air-e nanoe X Generator |  |  |  |  | 225 |  |  | 11339 | 1.4 | 17 | 29 | 23 | - | - | - | -
OCU-CR200VF5A | 4010869375979 | CC | Outdoor | a) Mid-Low Temp | Mid-Low Temp | 2 HP CO2 condensing units - CR Series, MT (4,0 kW) / LT (2,0 kW) type, standard outdoor unit | CO2 condensing units |  |  |  |  | 8427 |  |  | 528580 | 85 | 107 | 95 | 52 | R744 | 0 | 1 | -
OCU-CR400VF8 | 4010869359733 | CC | Outdoor | b) Mid Temp | Mid Temp | 4 HP CO2 condensing units - CR Series, MT (7,5 kW) type, standard outdoor unit | CO2 condensing units |  |  |  |  | 12553 |  |  | 976375 | 155 | 107 | 125 | 73 | R744 | 0 | 1 | -
OCU-CR400VF8A | 4010869375962 | CC | Outdoor | a) Mid-Low Temp | Mid-Low Temp | 4 HP CO2 condensing units - CR Series, MT (8,0 kW) / LT (4,0 kW) type, standard outdoor unit | CO2 condensing units |  |  |  |  | 16458 |  |  | 949625 | 173 | 107 | 125 | 71 | R744 | 0 | 1 | -
OCU-CR1000VF8 | 4010869352116 | CC | Outdoor | b) Mid Temp | Mid Temp | 10 HP CO2 condensing units - CR Series, MT (15,0 kW) type, standard outdoor unit | CO2 condensing units |  |  |  |  | 21144 |  |  | 1968820 | 305 | 205 | 98 | 98 | R744 | 0 | 1 | -
OCU-CR1000VF8A | 4010869356671 | CC | Outdoor | a) Mid-Low Temp | Mid-Low Temp | 10 HP CO2 condensing units - CR Series, MT (16,0 kW) / LT (8,0 kW) type, standard outdoor unit | CO2 condensing units |  |  |  |  | 23223 |  |  | 1850125 | 340 | 205 | 95 | 95 | R744 | 0 | 1 | -
OCU-CR2000VF8A | 4010869350426 | CC | Outdoor | a) Mid-Low Temp | Mid-Low Temp | 20 HP CO2 condensing units - CR Series, MT(29,0 kW) / LT (15,0 kW) type, standard outdoor unit | CO2 condensing units |  |  | x | 2024-07-01 | 45318 |  |  | 2174130 | 514 | 203 | 119 | 90 | R744 | 0 | 1 | -
KIT-CO2-PANEL-C-03 | 4010869378390 | CC | Accessories | d) Accessories | Control panel | Panel-C + MPXPRO control, stator, probes + EEV ⅜” (9,52) ODF high pressure, size E2V03CWAC0 | Panel-C and EEV |  |  |  |  | 1582 |  |  | 1409.4 | 0.355 | 7.5 | 16.2 | 11.6 | - | - | - | -
KIT-CO2-PANEL-C-05 | 4010869378369 | CC | Accessories | d) Accessories | Control panel | Panel-C + MPXPRO control, stator, probes + EEV ⅜” (9,52) ODF high pressure, size E2V05CWAC0 | Panel-C and EEV |  |  |  |  | 1582 |  |  | 1409.4 | 0.355 | 7.5 | 16.2 | 11.6 | - | - | - | -
KIT-CO2-PANEL-C-09 | 4010869378406 | CC | Accessories | d) Accessories | Control panel | Panel-C + MPXPRO control, stator, probes + EEV ⅜” (9,52) ODF high pressure, size E2V09CWAC0 | Panel-C and EEV |  |  |  |  | 1582 |  |  | 1409.4 | 0.355 | 7.5 | 16.2 | 11.6 | - | - | - | -
KIT-CO2-PANEL-C-11 | 4010869378789 | CC | Accessories | d) Accessories | Control panel | Panel-C + MPXPRO control, stator, probes, etc + EEV ⅜” (9,52) ODF high pressure, size E2V11CWAC0 | Panel-C and EEV |  |  |  |  | 1582 |  |  | 1409.4 | 0.355 | 7.5 | 16.2 | 11.6 | - | - | - | -
KIT-CO2-PANEL-C-14 | 4010869378352 | CC | Accessories | d) Accessories | Control panel | Panel-C + MPXPRO control, stator, probes, etc + EEV ⅜” (9,52) ODF high pressure, size E2V14CWAC0 | Panel-C and EEV |  |  |  |  | 1582 |  |  | 1409.4 | 0.355 | 7.5 | 16.2 | 11.6 | - | - | - | -
KIT-CO2-PANEL-C-18 | 4010869378376 | CC | Accessories | d) Accessories | Control panel | Panel-C + MPXPRO control, stator, probes, etc + EEV ⅜” (9,52) ODF high pressure, size E2V18CWAC0 | Panel-C and EEV |  |  |  |  | 1582 |  |  | 1409.4 | 0.355 | 7.5 | 16.2 | 11.6 | - | - | - | -
KIT-CO2-PANEL-C-24 | 4010869378345 | CC | Accessories | d) Accessories | Control panel | Panel-C + MPXPRO control, stator, probes, etc + EEV ⅜” (9,52) ODF high pressure, size E2V24CWAC0 | Panel-C and EEV |  |  |  |  | 1582 |  |  | 1409.4 | 0.355 | 7.5 | 16.2 | 11.6 | - | - | - | -
KIT-CO2-PANEL-C-30 | 4010869500708 | CC | Accessories | d) Accessories | Control panel | Panel-C + MPXPRO control, stator, probes, etc + EEV ⅜” (9,52) ODF high pressure, size E3V30CWM00 | Panel-C and EEV |  |  |  |  | 2382 | [7 empty] | - | - | - | -
SPK-TU125 | 4010869208956 | CC | Accessories | d) Accessories | CC accessories | Service adaptor for vacuum and service (HP and LP port). Available for OCU‑CR Series. | Service adaptor |  |  |  |  | 160 |  |  | 2376 | 0.3 | 6 | 11 | 36 | - | - | - | -
CZ-CO2LBROL500 | 4010869374934 | CC | Accessories | d) Accessories | CC accessories | Lubrication oil PZ-68S (0,5 L) for OCU‑CR and OCU‑CRC Series | Lubrication Oil 0,5 L |  |  |  |  | 88 |  |  | 10528.056 | 0.98 | 16.2 | 30.8 | 21.1 | - | - | - | -
CZ-CO2-DISPLAY | 4010869754422 | CC | Accessories | d) Accessories | CC accessories | Wall-mounted LED display for iCORE OCU-CRC series | Wall mount LED display |  |  | x | 2025-10-01 | 393 | [7 empty] | - | - | - | -
CZ-CO2-EEV-BOX | 4010869767583 | CC | Accessories | d) Accessories | CC accessories | Room board for EEV control connection box for iCORE OCU-CRC Series | Roam board EEV control connection BOX |  |  | x | 2025-10-01 | 368 | [7 empty] | - | - | - | -
CZ-CO2-EEV-KIT | 4010869769600 | CC | Accessories | d) Accessories | CC accessories | Room board for EEV control connection kit with 4 sensors for iCORE OCU-CRC Series | Room board for EEV control connection kit |  |  | x | 2025-10-01 | 480 | [7 empty] | - | - | - | -
CZ-CO2-EEV-KIT-03 | 4010869767774 | CC | Accessories | d) Accessories | CC accessories | Room board for EEV control connection kit with 4 sensors and EEV size E2V03CWAC0 for iCORE OCU-CRC Series | Room board for EEV control connection kit with EEV |  |  | x | 2025-10-01 | 700 | [7 empty] | - | - | - | -
CZ-CO2-EEV-KIT-05 | 4010869767781 | CC | Accessories | d) Accessories | CC accessories | Room board for EEV control connection kit with 4 sensors and EEV size E2V05CWAC0 for iCORE OCU-CRC Series | Room board for EEV control connection kit with EEV |  |  | x | 2025-10-01 | 700 | [7 empty] | - | - | - | -
CZ-CO2-EEV-KIT-09 | 4010869767798 | CC | Accessories | d) Accessories | CC accessories | Room board for EEV control connection kit with 4 sensors and EEV size E2V09CWAC0 for iCORE OCU-CRC Series | Room board for EEV control connection kit with EEV |  |  | x | 2025-10-01 | 700 | [7 empty] | - | - | - | -
CZ-CO2-EEV-KIT-11 | 4010869767804 | CC | Accessories | d) Accessories | CC accessories | Room board for EEV control connection kit with 4 sensors and EEV size E2V11CWAC0 for iCORE OCU-CRC Series | Room board for EEV control connection kit with EEV |  |  | x | 2025-10-01 | 700 | [7 empty] | - | - | - | -
CZ-CO2-EEV-KIT-14 | 4010869767811 | CC | Accessories | d) Accessories | CC accessories | Room board for EEV control connection kit with 4 sensors and EEV size E2V14CWAC0 for iCORE OCU-CRC Series | Room board for EEV control connection kit with EEV |  |  | x | 2025-10-01 | 700 | [7 empty] | - | - | - | -
CZ-CO2-EEV-KIT-18 | 4010869767828 | CC | Accessories | d) Accessories | CC accessories | Room board for EEV control connection kit with 4 sensors and EEV size E2V18CWAC0 for iCORE OCU-CRC Series | Room board for EEV control connection kit with EEV |  |  | x | 2025-10-01 | 700 | [7 empty] | - | - | - | -
CZ-CO2-EEV-KIT-24 | 4010869767835 | CC | Accessories | d) Accessories | CC accessories | Room board for EEV control connection kit with 4 sensors and EEV size E2V24CWAC0 for iCORE OCU-CRC Series | Room board for EEV control connection kit with EEV |  |  | x | 2025-10-01 | 700 | [7 empty] | - | - | - | -
CZ-CO2-EEV-KIT-30 | 4010869767842 | CC | Accessories | d) Accessories | CC accessories | Room board for EEV control connection kit with 4 sensors and EEV size E3V30CWM00 for iCORE OCU-CRC Series | Room board for EEV control connection kit with EEV |  |  | x | 2025-10-01 | 1500 | [7 empty] | - | - | - | -
CZ-CO2-R24L80-H | 4010869769624 | CC | Accessories | d) Accessories | CC accessories | External CO2 receiver 24L 80 bar with insulation and housing | External CO2 receiver 24 L - insulation + housing |  |  | x | 2025-10-01 | 6631
CZ-CO2-R24L90-H | 4010869770118 | CC | Accessories | d) Accessories | CC accessories | External CO2 receiver 24L 90 bar with insulation and housing | External CO2 receiver 24 L - insulation + housing |  |  | x | 2025-10-01 | 6963
CZ-CO2-R24L80-E | 4010869769617 | CC | Accessories | d) Accessories | CC accessories | External CO2 receiver 24L 80 bar with insulation | External CO2 receiver 24 L - insulation |  |  | x | 2025-10-01 | 4421
CZ-CO2-R24L90-E | 4010869769631 | CC | Accessories | d) Accessories | CC accessories | External CO2 receiver 24L 90 bar with insulation | External CO2 receiver 24 L - insulation |  |  | x | 2025-10-01 | 4642
PAW-CO2-PANEL-C | 4010869374620 | CC | Accessories | d) Accessories | CC accessories | CO2 control panel | CO2 control panel |  |  |  |  | 1362 | [7 empty] | - | - | - | -
PAW-CO2-PRV60 | 4010869763196 | CC | Accessories | d) Accessories | CC accessories | CO2 pressure release valve (PRV) 3/8” (9,52) NPT x G 1/2” (12,70) Pset= 60,0 bar for suction line | CO2 pressure release valve |  |  | x | 2025-09-01 | 300 | [7 empty] | - | - | - | -
PAW-CO2-PRV80 | 4010869370011 | CC | Accessories | d) Accessories | CC accessories | CO2 pressure release valve (PRV) 3/8” (9,52) NPT x G 1/2” (12,70) Pset= 80,0 bar for suction line or liquid receiver (selected models) | CO2 pressure release valve |  |  | x | 2024-05-01 | 320 |  |  | 426600 | 0.26 | 5.4 | 10 | 7.9 | - | - | - | -
PAW-CO2-PRV120 | 4010869355087 | CC | Accessories | d) Accessories | CC accessories | CO2 pressure release valve (PRV) 3/8” (9,52) NPT x G 1/2” (12,70) Pset= 120,0 bar for liquid receiver (only for OCU-CR200VF5A) | CO2 pressure release valve |  |  | x | 2024-05-01 | 340 |  |  | 426600 | 0.26 | 5.4 | 10 | 7.9 | - | - | - | -
PAW-SGT-GLASS-1/4 | 4010869353878 | CC | Accessories | d) Accessories | CC accessories | Sight glass, 130 bar, ¼" (6,35) ODS | Sight glass 130 bar |  |  | x | 2024-05-01 | 65 | [7 empty] | - | - | - | -
PAW-SGT-GLASS-3/8 | 4010869353892 | CC | Accessories | d) Accessories | CC accessories | Sight glass, 130 bar, ⅜” (9,52) ODS | Sight glass 130 bar |  |  | x | 2024-05-01 | 65 | [7 empty] | - | - | - | -
PAW-SGT-GLASS-1/2 | 4010869353830 | CC | Accessories | d) Accessories | CC accessories | Sight glass, 130 bar, ½” (12,70) ODS | Sight glass 130 bar |  |  | x | 2024-05-01 | 67 | [7 empty] | - | - | - | -
PAW-SGT-GLASS-5/8 | 4010869353908 | CC | Accessories | d) Accessories | CC accessories | Sight glass, 130 bar, ⅝" (15,88) - 16 mm ODS | Sight glass 130 bar |  |  | x | 2024-05-01 | 74 | [7 empty] | - | - | - | -
PAW-SGT-GLASS-3/4 | 4010869355056 | CC | Accessories | d) Accessories | CC accessories | Sight glass, 130 bar, ¾" (19,05) ODS | Sight glass 130 bar |  |  | x | 2024-05-01 | 99 | [7 empty] | - | - | - | -
PAW-CO2-CHANGE-O | 4010869353861 | CC | Accessories | d) Accessories | CC accessories | CO2 changeover valve, ⅜” (9,52) NPT x ⅜” (9,52) NPT | Changeover valve |  |  | x | 2024-05-01 | 245 |  |  | 1.479,680 | 1.08 | 6.8 | 16 | 13.6 | - | - | - | -
PAW-CO2-RACORD-1/2 | 4010869555081 | CC | Accessories | d) Accessories | CC accessories | Racord ⅜” (9,52) NPT x ½” (12,70), ODS (for K65 pipe connection) | Racord ⅜” (9,52) NPT x ½” (12,70) |  |  |  |  | 10 |  |  | 62500 | 0.05 | 2.5 | 5 | 5 | - | - | - | -
PAW-CO2-RACORD-3/4 | 4010869354059 | CC | Accessories | d) Accessories | CC accessories | Racord, ⅜” (9,52) NPT x ¾" (19,05) ODS (to connect K65 ¾" (19,05)) | Racord, ⅜” (9,52) NPT x ¾" (19,05) |  |  | x | 2024-05-01 | 13 |  |  | 62500 | 0.09 | 2.5 | 5 | 5 | - | - | - | -
PAW-CO2-RACORD-3/8 | 4010869555098 | CC | Accessories | d) Accessories | CC accessories | Racord ⅜” (9,52) NPT x ⅜” (9,52) ODS (for K65 pipe connection) | Racord ⅜” (9,52) NPT x ⅜” (9,52) |  |  |  |  | 9 |  |  | 62500 | 0.05 | 2.5 | 5 | 5 | - | - | - | -
PAW-CO2-RACORD-5/8 | 4010869555074 | CC | Accessories | d) Accessories | CC accessories | Racord ⅜” (9,52) NPT x ⅝” (15,88) ODS (for K65 pipe connection) | Racord ⅜” (9,52) NPT x ⅝” (15,88) |  |  |  |  | 11 |  |  | 62500 | 0.05 | 2.5 | 5 | 5 | - | - | - | -
PAW-CO2-CHECKER | 4010869376501 | CC | Accessories | d) Accessories | CC accessories | CO2 service checker for commissioning, maintenance and troubleshooting | CO2 service checker |  |  |  |  | 515 |  |  | 400 | 0.112 | 2 | 20 | 10 | - | - | - | -
PAW-CO2-CAB06-E3V | 4010869515535 | CC | Accessories | d) Accessories | CC accessories | Cable and connector | Cable and connector |  |  | x | 2025-10-01 | 35 | [7 empty] | - | - | - | -
PAW-E2V03CWAC0 | 4010869375689 | CC | Accessories | d) Accessories | CC accessories | Electronic expansion valve E2V03-C 3/8" | Electronic expansion valve |  |  | x | 2025-10-01 | 220 | [7 empty] | - | - | - | -
PAW-E2V05CWAC0 | 4010869375733 | CC | Accessories | d) Accessories | CC accessories | Electronic expansion valve E2V05-C 3/8" | Electronic expansion valve |  |  | x | 2025-10-01 | 220 | [7 empty] | - | - | - | -
PAW-E2V09CWAC0 | 4010869375719 | CC | Accessories | d) Accessories | CC accessories | Electronic expansion valve E2V09-C 3/8" | Electronic expansion valve |  |  | x | 2025-10-01 | 220 | [7 empty] | - | - | - | -
PAW-E2V11CWAC0 | 4010869375726 | CC | Accessories | d) Accessories | CC accessories | Electronic expansion valve E2V11-C 3/8" | Electronic expansion valve |  |  | x | 2025-10-01 | 220 | [7 empty] | - | - | - | -
PAW-E2V14CWAC0 | 4010869375696 | CC | Accessories | d) Accessories | CC accessories | Electronic expansion valve E2V14-C 3/8" | Electronic expansion valve |  |  | x | 2025-10-01 | 220 | [7 empty] | - | - | - | -
PAW-E2V18CWAC0 | 4010869375672 | CC | Accessories | d) Accessories | CC accessories | Electronic expansion valve E2V18-C 3/8" | Electronic expansion valve |  |  | x | 2025-10-01 | 220 | [7 empty] | - | - | - | -
PAW-E2V24CWAC0 | 4010869375702 | CC | Accessories | d) Accessories | CC accessories | Electronic expansion valve E2V24-C 3/8" | Electronic expansion valve |  |  | x | 2025-10-01 | 220 | [7 empty] | - | - | - | -
PAW-E3V30CWM00 | 4010869515559 | CC | Accessories | d) Accessories | CC accessories | Electronic expansion valve E3V30-C 5/8" | Electronic expansion valve |  |  | x | 2025-10-01 | 1020 | [7 empty] | - | - | - | -
LCU-KRC020L08 | 4010869751056 | CC | Indoor | c) Low Temp | Low Temp | iCOOL LCU Series. HFO/HFC Compressor Base, LT (2,0 kW) | LT indoor compressor base unit |  |  | x | 2025-10-01 | 7705 | [7 empty] | - | 0 | - | -
LCU-KRC020L08-H | 4010869751063 | CC | Indoor | c) Low Temp | Low Temp | iCOOL LCU Series. HFO/HFC Compressor Base, LT (2,0 kW), customized: Housing | LT indoor compressor base unit |  |  | x | 2025-10-01 | 11217 | [7 empty] | - | 0 | - | -
LCU-KRC035L08 | 4010869751070 | CC | Indoor | c) Low Temp | Low Temp | iCOOL LCU Series. HFO/HFC Compressor Base, LT (3,0 kW) | LT indoor compressor base unit |  |  | x | 2025-10-01 | 8007 | [7 empty] | - | 0 | - | -
LCU-KRC035L08-H | 4010869751087 | CC | Indoor | c) Low Temp | Low Temp | iCOOL LCU Series. HFO/HFC Compressor Base, LT (3,0 kW), customized: Housing | LT indoor compressor base unit |  |  | x | 2025-10-01 | 11519 | [7 empty] | - | 0 | - | -
LCU-KRC050L08 | 4010869751117 | CC | Indoor | c) Low Temp | Low Temp | iCOOL LCU Series. HFO/HFC Compressor Base, LT (5,4 kW) | LT indoor compressor base unit |  |  | x | 2025-10-01 | 8523 | [7 empty] | - | 0 | - | -
LCU-KRC050L08-H | 4010869751124 | CC | Indoor | c) Low Temp | Low Temp | iCOOL LCU Series. HFO/HFC Compressor Base, LT (5,4 kW), customized: Housing | LT indoor compressor base unit |  |  | x | 2025-10-01 | 12053 | [7 empty] | - | 0 | - | -
LCU-KSC090L08 | 4010869751155 | CC | Indoor | c) Low Temp | Low Temp | iCOOL LCU Series. HFO/HFC Compressor Base, LT (8,7 kW) | LT indoor compressor base unit |  |  | x | 2025-10-01 | 12092 | [7 empty] | - | 0 | - | -
LCU-KSC090L08-H | 4010869751162 | CC | Indoor | c) Low Temp | Low Temp | iCOOL LCU Series. HFO/HFC Compressor Base, LT (8,7 kW), customized: Housing | LT indoor compressor base unit |  |  | x | 2025-10-01 | 16149 | [7 empty] | - | 0 | - | -
OCU-KRC035L08 | 4010869751391 | CC | Outdoor | c) Low Temp | Low Temp | iCOOL OCU Series. HFO/HFC Condensing Unit, LT (3,5 kW) | LT iCOOL outdoor condensing unit |  |  | x | 2025-10-01 | 8062 | [7 empty] | - | 0 | - | -
OCU-KRC035L08-C | 4010869751407 | CC | Outdoor | c) Low Temp | Low Temp | iCOOL OCU Series. HFO/HFC Condensing Unit, LT (3,5 kW), customized: Coating | LT iCOOL outdoor condensing unit |  |  | x | 2025-10-01 | 9149 | [7 empty] | - | 0 | - | -
OCU-KRC035L08-CD | 4010869751414 | CC | Outdoor | c) Low Temp | Low Temp | iCOOL OCU Series. HFO/HFC Condensing Unit, LT (3,5 kW), customized: Coating + Heat recovery | LT iCOOL outdoor condensing unit |  |  | x | 2025-10-01 | 9644 | [7 empty] | - | 0 | - | -
OCU-KRC035L08-CDP | 4010869751421 | CC | Outdoor | c) Low Temp | Low Temp | iCOOL OCU Series. HFO/HFC Condensing Unit, LT (3,5 kW), customized: Coating + Heat recovery + High pressure fan | LT iCOOL outdoor condensing unit |  |  | x | 2025-10-01 | 11969 | [7 empty] | - | 0 | - | -
OCU-KRC035L08-CP | 4010869751438 | CC | Outdoor | c) Low Temp | Low Temp | iCOOL OCU Series. HFO/HFC Condensing Unit, LT (3,5 kW), customized: Coating + High pressure fan | LT iCOOL outdoor condensing unit |  |  | x | 2025-10-01 | 11474 | [7 empty] | - | 0 | - | -
OCU-KRC035L08-D | 4010869751445 | CC | Outdoor | c) Low Temp | Low Temp | iCOOL OCU Series. HFO/HFC Condensing Unit, LT (3,5 kW), customized: Heat recovery | LT iCOOL outdoor condensing unit |  |  | x | 2025-10-01 | 8557 | [7 empty] | - | 0 | - | -
OCU-KRC035L08-DP | 4010869751452 | CC | Outdoor | c) Low Temp | Low Temp | iCOOL OCU Series. HFO/HFC Condensing Unit, LT (3,5 kW), customized: Heat recovery + High pressure fan | LT iCOOL outdoor condensing unit |  |  | x | 2025-10-01 | 10882 | [7 empty] | - | 0 | - | -
OCU-KRC035L08-P | 4010869751469 | CC | Outdoor | c) Low Temp | Low Temp | iCOOL OCU Series. HFO/HFC Condensing Unit, LT (3,5 kW), customized: High pressure fan | LT iCOOL outdoor condensing unit |  |  | x | 2025-10-01 | 10387 | [7 empty] | - | 0 | - | -
OCU-KRC050L08 | 4010869751551 | CC | Outdoor | c) Low Temp | Low Temp | iCOOL OCU Series. HFO/HFC Condensing Unit, LT (5,0 kW) | LT iCOOL outdoor condensing unit |  |  | x | 2025-10-01 | 10773 | [7 empty] | - | 0 | - | -
OCU-KRC050L08-C | 4010869751568 | CC | Outdoor | c) Low Temp | Low Temp | iCOOL OCU Series. HFO/HFC Condensing Unit, LT (5,0 kW), customized: Coating | LT iCOOL outdoor condensing unit |  |  | x | 2025-10-01 | 13129 | [7 empty] | - | 0 | - | -
OCU-KRC050L08-CD | 4010869751575 | CC | Outdoor | c) Low Temp | Low Temp | iCOOL OCU Series. HFO/HFC Condensing Unit, LT (5,0 kW), customized: Coating + Heat recovery + High pressure fan | LT iCOOL outdoor condensing unit |  |  | x | 2025-10-01 | 13634 | [7 empty] | - | 0 | - | -
OCU-KRC050L08-CDP | 4010869751582 | CC | Outdoor | c) Low Temp | Low Temp | iCOOL OCU Series. HFO/HFC Condensing Unit, LT (5,0 kW), customized: Coating + Heat recovery + High pressure fan | LT iCOOL outdoor condensing unit |  |  | x | 2025-10-01 | 15485 | [7 empty] | - | 0 | - | -
OCU-KRC050L08-CP | 4010869751599 | CC | Outdoor | c) Low Temp | Low Temp | iCOOL OCU Series. HFO/HFC Condensing Unit, LT (5,0 kW), customized: Coating + High pressure fan | LT iCOOL outdoor condensing unit |  |  | x | 2025-10-01 | 14980 | [7 empty] | - | 0 | - | -
OCU-KRC050L08-D | 4010869751605 | CC | Outdoor | c) Low Temp | Low Temp | iCOOL OCU Series. HFO/HFC Condensing Unit, LT (5,0 kW), customized: Heat recovery | LT iCOOL outdoor condensing unit |  |  | x | 2025-10-01 | 11277 | [7 empty] | - | 0 | - | -
OCU-KRC050L08-DP | 4010869751612 | CC | Outdoor | c) Low Temp | Low Temp | iCOOL OCU Series. HFO/HFC Condensing Unit, LT (5,0 kW), customized: Heat recovery + High pressure fan | LT iCOOL outdoor condensing unit |  |  | x | 2025-10-01 | 13129 | [7 empty] | - | 0 | - | -
OCU-KRC050L08-P | 4010869751629 | CC | Outdoor | c) Low Temp | Low Temp | iCOOL OCU Series. HFO/HFC Condensing Unit, LT (5,0 kW), customized: High pressure fan | LT iCOOL outdoor condensing unit |  |  | x | 2025-10-01 | 12624 | [7 empty] | - | 0 | - | -
OCU-KRE012L05 | 4010869751797 | CC | Outdoor | c) Low Temp | Low Temp | iCOOL OCU Series. HFO/HFC Simple Engineering Condensing Unit, LT (1,2 kW) | LT iCOOL SE outdoor condensing unit |  |  | x | 2025-10-01 | 4355 | [7 empty] | - | 0 | - | -
OCU-KRE022L05 | 4010869751803 | CC | Outdoor | c) Low Temp | Low Temp | iCOOL OCU Series. HFO/HFC Simple Engineering Condensing Unit, LT (2,2 kW) | LT iCOOL SE outdoor condensing unit |  |  | x | 2025-10-01 | 4946 | [7 empty] | - | 0 | - | -
OCU-KRE030L05 | 4010869751810 | CC | Outdoor | c) Low Temp | Low Temp | iCOOL OCU Series. HFO/HFC Simple Engineering Condensing Unit, LT (2,9 kW) | LT iCOOL SE outdoor condensing unit |  |  | x | 2025-10-01 | 5968 | [7 empty] | - | 0 | - | -
OCU-KSC090L08 | 4010869751841 | CC | Outdoor | c) Low Temp | Low Temp | iCOOL OCU Series. HFO/HFC Condensing Unit, LT (9,0 kW) | LT iCOOL outdoor condensing unit |  |  | x | 2025-10-01 | 14766 | [7 empty] | - | 0 | - | -
OCU-KSC090L08-C | 4010869751858 | CC | Outdoor | c) Low Temp | Low Temp | iCOOL OCU Series. HFO/HFC Condensing Unit, LT (9,0 kW), customized: Coating | LT iCOOL outdoor condensing unit |  |  | x | 2025-10-01 | 18543 | [7 empty] | - | 0 | - | -
OCU-KSC090L08-CD | 4010869751865 | CC | Outdoor | c) Low Temp | Low Temp | iCOOL OCU Series. HFO/HFC Condensing Unit, LT (9,0 kW), customized: Coating + Heat recovery | LT iCOOL outdoor condensing unit |  |  | x | 2025-10-01 | 19544 | [7 empty] | - | 0 | - | -
OCU-KSC090L08-D | 4010869751872 | CC | Outdoor | c) Low Temp | Low Temp | iCOOL OCU Series. HFO/HFC Condensing Unit, LT (9,0 kW), customized: Heat recovery | LT iCOOL outdoor condensing unit |  |  | x | 2025-10-01 | 15267 | [7 empty] | - | 0 | - | -
OCU-KSC140L08 | 4010869751964 | CC | Outdoor | c) Low Temp | Low Temp | iCOOL OCU Series. HFO/HFC Condensing Unit, LT (14,0 kW) | LT iCOOL outdoor condensing unit |  |  | x | 2025-10-01 | 25090 | [7 empty] | - | 0 | - | -
OCU-KSC140L08-C | 4010869751971 | CC | Outdoor | c) Low Temp | Low Temp | iCOOL OCU Series. HFO/HFC Condensing Unit, LT (14,0 kW), customized: Coating | LT iCOOL outdoor condensing unit |  |  | x | 2025-10-01 | 33133 | [7 empty] | - | 0 | - | -
OCU-KSC140L08-CD | 4010869751988 | CC | Outdoor | c) Low Temp | Low Temp | iCOOL OCU Series. HFO/HFC Condensing Unit, LT (14,0 kW), customized: Coating + Heat recovery | LT iCOOL outdoor condensing unit |  |  | x | 2025-10-01 | 33769 | [7 empty] | - | 0 | - | -
OCU-KSC140L08-D | 4010869751995 | CC | Outdoor | c) Low Temp | Low Temp | iCOOL OCU Series. HFO/HFC Condensing Unit, LT (14,0 kW), customized: Heat recovery | LT iCOOL outdoor condensing unit |  |  | x | 2025-10-01 | 25726 | [7 empty] | - | 0 | - | -
SCU-KSC090L08 | 4010869754088 | CC | Indoor | c) Low Temp | Low Temp | iCOOL SCU Series. HFO/HFC Indoor Condensing Unit with High Pressure Fan, LT (9,0 kW) | LT iCOOL indoor condensing unit |  |  | x | 2025-10-01 | 19855 | [7 empty] | - | 0 | - | -
SCU-KSC090L08-C | 4010869754095 | CC | Indoor | c) Low Temp | Low Temp | iCOOL SCU Series. HFO/HFC Indoor Condensing Unit with High Pressure Fan, LT (9,0 kW), customized: Coating | LT iCOOL indoor condensing unit |  |  | x | 2025-10-01 | 22994 | [7 empty] | - | 0 | - | -
SCU-KSC090L08-CD | 4010869754101 | CC | Indoor | c) Low Temp | Low Temp | iCOOL SCU Series. HFO/HFC Indoor Condensing Unit with High Pressure Fan, LT (9,0 kW), customized: Coating + Heat recovery | LT iCOOL indoor condensing unit |  |  | x | 2025-10-01 | 23410 | [7 empty] | - | 0 | - | -
SCU-KSC090L08-D | 4010869754118 | CC | Indoor | c) Low Temp | Low Temp | iCOOL SCU Series. HFO/HFC Indoor Condensing Unit with High Pressure Fan, LT (9,0 kW), customized: Heat recovery | LT iCOOL indoor condensing unit |  |  | x | 2025-10-01 | 20271 | [7 empty] | - | 0 | - | -
WCU-KRC020L08 | 4010869754200 | CC | Indoor | c) Low Temp | Low Temp | iCOOL WCU Series. HFO/HFC Water/Glycol-Cooled Condensing Unit , LT (2,0 kW) | LT indoor water-cooled condensing unit |  |  | x | 2025-10-01 | 7929 | [7 empty] | - | 0 | - | -
WCU-KRC020L08-H | 4010869754217 | CC | Indoor | c) Low Temp | Low Temp | iCOOL WCU Series. HFO/HFC Water/Glycol-Cooled Condensing Unit , LT (2,0 kW), customized: Housing | LT indoor water-cooled condensing unit |  |  | x | 2025-10-01 | 11022 | [7 empty] | - | 0 | - | -
WCU-KRC035L08 | 4010869754224 | CC | Indoor | c) Low Temp | Low Temp | iCOOL WCU Series. HFO/HFC Water/Glycol-Cooled Condensing Unit , LT (3,0 kW) | LT indoor water-cooled condensing unit |  |  | x | 2025-10-01 | 8389 | [7 empty] | - | 0 | - | -
WCU-KRC035L08-H | 4010869754231 | CC | Indoor | c) Low Temp | Low Temp | iCOOL WCU Series. HFO/HFC Water/Glycol-Cooled Condensing Unit , LT (3,0 kW), customized: Housing | LT indoor water-cooled condensing unit |  |  | x | 2025-10-01 | 11560 | [7 empty] | - | 0 | - | -
WCU-KRC050L08 | 4010869754262 | CC | Indoor | c) Low Temp | Low Temp | iCOOL WCU Series. HFO/HFC Water/Glycol-Cooled Condensing Unit , LT (5,4 kW) | LT indoor water-cooled condensing unit |  |  | x | 2025-10-01 | 9197 | [7 empty] | - | 0 | - | -
WCU-KRC050L08-H | 4010869754279 | CC | Indoor | c) Low Temp | Low Temp | iCOOL WCU Series. HFO/HFC Water/Glycol-Cooled Condensing Unit , LT (5,4 kW), customized: Housing | LT indoor water-cooled condensing unit |  |  | x | 2025-10-01 | 12440 | [7 empty] | - | 0 | - | -
WCU-KSC090L08 | 4010869754309 | CC | Indoor | c) Low Temp | Low Temp | iCOOL WCU Series. HFO/HFC Water/Glycol-Cooled Condensing Unit , LT (8,7 kW) | LT indoor water-cooled condensing unit |  |  | x | 2025-10-01 | 12984 | [7 empty] | - | 0 | - | -
WCU-KSC090L08-H | 4010869754316 | CC | Indoor | c) Low Temp | Low Temp | iCOOL WCU Series. HFO/HFC Water/Glycol-Cooled Condensing Unit , LT (8,7 kW), customized: Housing | LT indoor water-cooled condensing unit |  |  | x | 2025-10-01 | 16711 | [7 empty] | - | 0 | - | -
OCU-CRC060A08 | 4010869751278 | CC | Outdoor | a) Mid-Low Temp | Mid-Low Temp | iCORE OCU-CRC Series. CO2 Condensing Unit, MT (6,0 kW) / LT (3,0 kW) | CO2 outdoor condensing unit |  |  | x | 2025-10-01 | 21000 | [7 empty] | - | 0 | - | -
OCU-CRC060A08-C | 4010869751285 | CC | Outdoor | a) Mid-Low Temp | Mid-Low Temp | iCORE OCU-CRC Series. CO2 Condensing Unit, MT (6,0 kW) / LT (3,0 kW), customized: Coating | CO2 outdoor condensing unit |  |  | x | 2025-10-01 | 21694 | [7 empty] | - | 0 | - | -
OCU-CRC060A08-CP | 4010869751292 | CC | Outdoor | a) Mid-Low Temp | Mid-Low Temp | iCORE OCU-CRC Series. CO2 Condensing Unit, MT (6,0 kW) / LT (3,0 kW), customized: Coating + High pressure fan | CO2 outdoor condensing unit |  |  | x | 2025-10-01 | 22389 | [7 empty] | - | 0 | - | -
OCU-CRC060A08-P | 4010869751308 | CC | Outdoor | a) Mid-Low Temp | Mid-Low Temp | iCORE OCU-CRC Series. CO2 Condensing Unit, MT (6,0 kW) / LT (3,0 kW), customized: High pressure fan | CO2 outdoor condensing unit |  |  | x | 2025-10-01 | 21694 | [7 empty] | - | 0 | - | -
OCU-CRC150A08 | 4010869751315 | CC | Outdoor | a) Mid-Low Temp | Mid-Low Temp | iCORE OCU-CRC Series. CO2 Condensing Unit, MT (15,0 kW) / LT (7,0 kW) | CO2 outdoor condensing unit |  |  | x | 2025-10-01 | 30500 | [7 empty] | - | 0 | - | -
OCU-CRC150A08-C | 4010869751322 | CC | Outdoor | a) Mid-Low Temp | Mid-Low Temp | iCORE OCU-CRC Series. CO2 Condensing Unit, MT (15,0 kW) / LT (7,0 kW), customized: Coating | CO2 outdoor condensing unit |  |  | x | 2025-10-01 | 32224 | [7 empty] | - | 0 | - | -
OCU-CRC150A08-CD | 4010869751339 | CC | Outdoor | a) Mid-Low Temp | Mid-Low Temp | iCORE OCU-CRC Series. CO2 Condensing Unit, MT (15,0 kW) / LT (7,0 kW), customized: Coating + Heat recovery | CO2 outdoor condensing unit |  |  | x | 2025-10-01 | 35730 | [7 empty] | - | 0 | - | -
OCU-CRC150A08-CS | 4010869751346 | CC | Outdoor | a) Mid-Low Temp | Mid-Low Temp | iCORE OCU-CRC Series. CO2 Condensing Unit, MT (15,0 kW) / LT (7,0 kW), customized: Coating + Suction PRV | CO2 outdoor condensing unit |  |  | x | 2025-10-01 | 35313 | [7 empty] | - | 0 | - | -
OCU-CRC150A08-D | 4010869751353 | CC | Outdoor | a) Mid-Low Temp | Mid-Low Temp | iCORE OCU-CRC Series. CO2 Condensing Unit, MT (15,0 kW) / LT (7,0 kW), customized: Heat recovery | CO2 outdoor condensing unit |  |  | x | 2025-10-01 | 34006 | [7 empty] | - | 0 | - | -
OCU-CRC150A08-S | 4010869751360 | CC | Outdoor | a) Mid-Low Temp | Mid-Low Temp | iCORE OCU-CRC Series. CO2 Condensing Unit, MT (15,0 kW) / LT (7,0 kW), customized: Suction PRV | CO2 outdoor condensing unit |  |  | x | 2025-10-01 | 33589 | [7 empty] | - | 0 | - | -
SCU-CRC150A08 | 4010869754040 | CC | Indoor | a) Mid-Low Temp | Mid-Low Temp | iCORE SCU-CRC Series. CO2 Indoor Condensing Unit with High Pressure Fan, MT (15,0 kW) / LT (7,0 kW) | CO2 indoor condensing unit |  |  | x | 2025-10-01 | 31000 | [7 empty] | - | 0 | - | -
SCU-CRC150A08-C | 4010869754057 | CC | Indoor | a) Mid-Low Temp | Mid-Low Temp | iCORE SCU-CRC Series. CO2 Indoor Condensing Unit with High Pressure Fan, MT (15,0 kW) / LT (7,0 kW), customized: Coating | CO2 indoor condensing unit |  |  | x | 2025-10-01 | 32588 | [7 empty] | - | 0 | - | -
SCU-CRC150A08-CD | 4010869754064 | CC | Indoor | a) Mid-Low Temp | Mid-Low Temp | iCORE SCU-CRC Series. CO2 Indoor Condensing Unit with High Pressure Fan, MT (15,0 kW) / LT (7,0 kW), customized: Coating + Heat recovery | CO2 indoor condensing unit |  |  | x | 2025-10-01 | 35817 | [7 empty] | - | 0 | - | -
SCU-CRC150A08-D | 4010869754071 | CC | Indoor | a) Mid-Low Temp | Mid-Low Temp | iCORE SCU-CRC Series. CO2 Indoor Condensing Unit with High Pressure Fan, MT (15,0 kW) / LT (7,0 kW), customized: Heat recovery | CO2 indoor condensing unit |  |  | x | 2025-10-01 | 34229 | [7 empty] | - | 0 | - | -
OCU-CRC210M08 | 4010869751377 | CC | Outdoor | b) Mid Temp | Mid Temp | iCORE OCU-CRC Series. CO2 Condensing Unit, MT (21,0 kW) | CO2 outdoor condensing unit |  |  | x | 2025-10-01 | 38000 | [7 empty] | - | 0 | - | -
OCU-CRC210M08-C | 4010869751384 | CC | Outdoor | b) Mid Temp | Mid Temp | iCORE OCU-CRC Series. CO2 Condensing Unit, MT (21,0 kW), customized: Coating | CO2 outdoor condensing unit |  |  | x | 2025-10-01 | 40303 | [7 empty] | - | 0 | - | -
LCU-KRC045M08 | 4010869751094 | CC | Indoor | b) Mid Temp | Mid Temp | iCOOL LCU Series. HFO/HFC Compressor Base, MT (5,1 kW) | MT indoor compressor base unit |  |  | x | 2025-10-01 | 6349 | [7 empty] | - | 0 | - | -
LCU-KRC045M08-H | 4010869751100 | CC | Indoor | b) Mid Temp | Mid Temp | iCOOL LCU Series. HFO/HFC Compressor Base, MT (5,1 kW), customized: Housing | MT indoor compressor base unit |  |  | x | 2025-10-01 | 9602 | [7 empty] | - | 0 | - | -
LCU-KRC070M08 | 4010869751131 | CC | Indoor | b) Mid Temp | Mid Temp | iCOOL LCU Series. HFO/HFC Compressor Base, MT (7,2 kW) | MT indoor compressor base unit |  |  | x | 2025-10-01 | 7025 | [7 empty] | - | 0 | - | -
LCU-KRC070M08-H | 4010869751148 | CC | Indoor | b) Mid Temp | Mid Temp | iCOOL LCU Series. HFO/HFC Compressor Base, MT (7,2 kW), customized: Housing | MT indoor compressor base unit |  |  | x | 2025-10-01 | 10381 | [7 empty] | - | 0 | - | -
LCU-KSC100M08 | 4010869751179 | CC | Indoor | b) Mid Temp | Mid Temp | iCOOL LCU Series. HFO/HFC Compressor Base, MT (10,0 kW) | MT indoor compressor base unit |  |  | x | 2025-10-01 | 8105 | [7 empty] | - | 0 | - | -
LCU-KSC100M08-H | 4010869751186 | CC | Indoor | b) Mid Temp | Mid Temp | iCOOL LCU Series. HFO/HFC Compressor Base, MT (10,0 kW), customized: Housing | MT indoor compressor base unit |  |  | x | 2025-10-01 | 12247 | [7 empty] | - | 0 | - | -
LCU-KSC160M08 | 4010869751193 | CC | Indoor | b) Mid Temp | Mid Temp | iCOOL LCU Series. HFO/HFC Compressor Base, MT (16,3 kW) | MT indoor compressor base unit |  |  | x | 2025-10-01 | 11482 | [7 empty] | - | 0 | - | -
LCU-KSC160M08-H | 4010869751209 | CC | Indoor | b) Mid Temp | Mid Temp | iCOOL LCU Series. HFO/HFC Compressor Base, MT (16,3 kW), customized: Housing | MT indoor compressor base unit |  |  | x | 2025-10-01 | 15166 | [7 empty] | - | 0 | - | -
LCU-KSC190M08 | 4010869751216 | CC | Indoor | b) Mid Temp | Mid Temp | iCOOL LCU Series. HFO/HFC Compressor Base, MT (19,6 kW) | MT indoor compressor base unit |  |  | x | 2025-10-01 | 12157 | [7 empty] | - | 0 | - | -
LCU-KSC190M08-H | 4010869751223 | CC | Indoor | b) Mid Temp | Mid Temp | iCOOL LCU Series. HFO/HFC Compressor Base, MT (19,6 kW), customized: Housing | MT indoor compressor base unit |  |  | x | 2025-10-01 | 15686 | [7 empty] | - | 0 | - | -
LCU-KSC280M08 | 4010869751230 | CC | Indoor | b) Mid Temp | Mid Temp | iCOOL LCU Series. HFO/HFC Compressor Base, MT (27,7 kW) | MT indoor compressor base unit |  |  | x | 2025-10-01 | 15940 | [7 empty] | - | 0 | - | -
LCU-KSC280M08-H | 4010869751247 | CC | Indoor | b) Mid Temp | Mid Temp | iCOOL LCU Series. HFO/HFC Compressor Base, MT (27,7 kW), customized: Housing | MT indoor compressor base unit |  |  | x | 2025-10-01 | 20978 | [7 empty] | - | 0 | - | -
LCU-KSC400M08 | 4010869751254 | CC | Indoor | b) Mid Temp | Mid Temp | iCOOL LCU Series. HFO/HFC Compressor Base, MT (38,0 kW) | MT indoor compressor base unit |  |  | x | 2025-10-01 | 19101 | [7 empty] | - | 0 | - | -
LCU-KSC400M08-H | 4010869751261 | CC | Indoor | b) Mid Temp | Mid Temp | iCOOL LCU Series. HFO/HFC Compressor Base, MT (38,0 kW), customized: Housing | MT indoor compressor base unit |  |  | x | 2025-10-01 | 24062 | [7 empty] | - | 0 | - | -
OCU-KRC045M08 | 4010869751476 | CC | Outdoor | b) Mid Temp | Mid Temp | iCOOL OCU Series. HFO/HFC Condensing Unit, MT (4,5 kW) | MT iCOOL outdoor condensing unit |  |  | x | 2025-10-01 | 6488 | [7 empty] | - | 0 | - | -
OCU-KRC045M08-C | 4010869751483 | CC | Outdoor | b) Mid Temp | Mid Temp | iCOOL OCU Series. HFO/HFC Condensing Unit, MT (4,5 kW), customized: Coating | MT iCOOL outdoor condensing unit |  |  | x | 2025-10-01 | 7523 | [7 empty] | - | 0 | - | -
OCU-KRC045M08-CD | 4010869751490 | CC | Outdoor | b) Mid Temp | Mid Temp | iCOOL OCU Series. HFO/HFC Condensing Unit, MT (4,5 kW), customized: Coating + Heat recovery | MT iCOOL outdoor condensing unit |  |  | x | 2025-10-01 | 7995 | [7 empty] | - | 0 | - | -
OCU-KRC045M08-CDP | 4010869751506 | CC | Outdoor | b) Mid Temp | Mid Temp | iCOOL OCU Series. HFO/HFC Condensing Unit, MT (4,5 kW), customized: Coating + Heat recovery + High pressure fan | MT iCOOL outdoor condensing unit |  |  | x | 2025-10-01 | 10210 | [7 empty] | - | 0 | - | -
OCU-KRC045M08-CP | 4010869751513 | CC | Outdoor | b) Mid Temp | Mid Temp | iCOOL OCU Series. HFO/HFC Condensing Unit, MT (4,5 kW), customized: Coating + High pressure fan | MT iCOOL outdoor condensing unit |  |  | x | 2025-10-01 | 9739 | [7 empty] | - | 0 | - | -
OCU-KRC045M08-D | 4010869751520 | CC | Outdoor | b) Mid Temp | Mid Temp | iCOOL OCU Series. HFO/HFC Condensing Unit, MT (4,5 kW), customized: Heat recovery | MT iCOOL outdoor condensing unit |  |  | x | 2025-10-01 | 7523 | [7 empty] | - | 0 | - | -
OCU-KRC045M08-DP | 4010869751537 | CC | Outdoor | b) Mid Temp | Mid Temp | iCOOL OCU Series. HFO/HFC Condensing Unit, MT (4,5 kW), customized: Heat recovery + High pressure fan | MT iCOOL outdoor condensing unit |  |  | x | 2025-10-01 | 9175 | [7 empty] | - | 0 | - | -
OCU-KRC045M08-P | 4010869751544 | CC | Outdoor | b) Mid Temp | Mid Temp | iCOOL OCU Series. HFO/HFC Condensing Unit, MT (4,5 kW), customized: High pressure fan | MT iCOOL outdoor condensing unit |  |  | x | 2025-10-01 | 8703 | [7 empty] | - | 0 | - | -
OCU-KRC070M08 | 4010869751636 | CC | Outdoor | b) Mid Temp | Mid Temp | iCOOL OCU Series. HFO/HFC Condensing Unit, MT (7,0 kW) | MT iCOOL outdoor condensing unit |  |  | x | 2025-10-01 | 7894 | [7 empty] | - | 0 | - | -
OCU-KRC070M08-C | 4010869751643 | CC | Outdoor | b) Mid Temp | Mid Temp | iCOOL OCU Series. HFO/HFC Condensing Unit, MT (7,0 kW), customized: Coating | MT iCOOL outdoor condensing unit |  |  | x | 2025-10-01 | 9247 | [7 empty] | - | 0 | - | -
OCU-KRC070M08-CD | 4010869751650 | CC | Outdoor | b) Mid Temp | Mid Temp | iCOOL OCU Series. HFO/HFC Condensing Unit, MT (7,0 kW), customized: Coating + Heat recovery | MT iCOOL outdoor condensing unit |  |  | x | 2025-10-01 | 9749 | [7 empty] | - | 0 | - | -
OCU-KRC070M08-CDP | 4010869751667 | CC | Outdoor | b) Mid Temp | Mid Temp | iCOOL OCU Series. HFO/HFC Condensing Unit, MT (7,0 kW), customized: Coating + Heat recovery + High pressure fan | MT iCOOL outdoor condensing unit |  |  | x | 2025-10-01 | 11590 | [7 empty] | - | 0 | - | -
OCU-KRC070M08-CP | 4010869751674 | CC | Outdoor | b) Mid Temp | Mid Temp | iCOOL OCU Series. HFO/HFC Condensing Unit, MT (7,0 kW), customized: Coating + High pressure fan | MT iCOOL outdoor condensing unit |  |  | x | 2025-10-01 | 11088 | [7 empty] | - | 0 | - | -
OCU-KRC070M08-D | 4010869751681 | CC | Outdoor | b) Mid Temp | Mid Temp | iCOOL OCU Series. HFO/HFC Condensing Unit, MT (7,0 kW), customized: Heat recovery | MT iCOOL outdoor condensing unit |  |  | x | 2025-10-01 | 8396 | [7 empty] | - | 0 | - | -
OCU-KRC070M08-DP | 4010869751698 | CC | Outdoor | b) Mid Temp | Mid Temp | iCOOL OCU Series. HFO/HFC Condensing Unit, MT (7,0 kW), customized: Heat recovery + High pressure fan | MT iCOOL outdoor condensing unit |  |  | x | 2025-10-01 | 10237 | [7 empty] | - | 0 | - | -
OCU-KRC070M08-P | 4010869751704 | CC | Outdoor | b) Mid Temp | Mid Temp | iCOOL OCU Series. HFO/HFC Condensing Unit, MT (7,0 kW), customized: High pressure fan | MT iCOOL outdoor condensing unit |  |  | x | 2025-10-01 | 9735 | [7 empty] | - | 0 | - | -
OCU-KRC100M08 | 4010869751711 | CC | Outdoor | b) Mid Temp | Mid Temp | iCOOL OCU Series. HFO/HFC Condensing Unit, MT (9,0 kW) | MT iCOOL outdoor condensing unit |  |  | x | 2025-10-01 | 9303 | [7 empty] | - | 0 | - | -
OCU-KRC100M08-C | 4010869751728 | CC | Outdoor | b) Mid Temp | Mid Temp | iCOOL OCU Series. HFO/HFC Condensing Unit, MT (9,0 kW), customized: Coating | MT iCOOL outdoor condensing unit |  |  | x | 2025-10-01 | 11646 | [7 empty] | - | 0 | - | -
OCU-KRC100M08-CD | 4010869751735 | CC | Outdoor | b) Mid Temp | Mid Temp | iCOOL OCU Series. HFO/HFC Condensing Unit, MT (9,0 kW), customized: Coating + Heat recovery | MT iCOOL outdoor condensing unit |  |  | x | 2025-10-01 | 12148 | [7 empty] | - | 0 | - | -
OCU-KRC100M08-CDP | 4010869751742 | CC | Outdoor | b) Mid Temp | Mid Temp | iCOOL OCU Series. HFO/HFC Condensing Unit, MT (9,0 kW), customized: Coating + Heat recovery + High pressure fan | MT iCOOL outdoor condensing unit |  |  | x | 2025-10-01 | 13989 | [7 empty] | - | 0 | - | -
OCU-KRC100M08-CP | 4010869751759 | CC | Outdoor | b) Mid Temp | Mid Temp | iCOOL OCU Series. HFO/HFC Condensing Unit, MT (9,0 kW), customized: Coating + High pressure fan | MT iCOOL outdoor condensing unit |  |  | x | 2025-10-01 | 13487 | [7 empty] | - | 0 | - | -
OCU-KRC100M08-D | 4010869751766 | CC | Outdoor | b) Mid Temp | Mid Temp | iCOOL OCU Series. HFO/HFC Condensing Unit, MT (9,0 kW), customized: Heat recovery | MT iCOOL outdoor condensing unit |  |  | x | 2025-10-01 | 9805 | [7 empty] | - | 0 | - | -
OCU-KRC100M08-DP | 4010869751773 | CC | Outdoor | b) Mid Temp | Mid Temp | iCOOL OCU Series. HFO/HFC Condensing Unit, MT (9,0 kW), customized: Heat recovery + High pressure fan | MT iCOOL outdoor condensing unit |  |  | x | 2025-10-01 | 11646 | [7 empty] | - | 0 | - | -
OCU-KRC100M08-P | 4010869751780 | CC | Outdoor | b) Mid Temp | Mid Temp | iCOOL OCU Series. HFO/HFC Condensing Unit, MT (9,0 kW), customized: High pressure fan | MT iCOOL outdoor condensing unit |  |  | x | 2025-10-01 | 11144 | [7 empty] | - | 0 | - | -
OCU-KRE025M05 | 4010869743853 | CC | Outdoor | b) Mid Temp | Mid Temp | iCOOL OCU Series. HFO/HFC Simple Engineering Condensing Unit, MT (2,5 kW) | MT iCOOL outdoor condensing unit |  |  | x | 2025-10-01 | 3813 | [7 empty] | - | 0 | - | -
OCU-KRE045M05 | 4010869751827 | CC | Outdoor | b) Mid Temp | Mid Temp | iCOOL OCU Series. HFO/HFC Simple Engineering Condensing Unit, MT (4,5 kW) | MT iCOOL outdoor condensing unit |  |  | x | 2025-10-01 | 5099 | [7 empty] | - | 0 | - | -
OCU-KRE070M05 | 4010869751834 | CC | Outdoor | b) Mid Temp | Mid Temp | iCOOL OCU Series. HFO/HFC Simple Engineering Condensing Unit, MT (6,5 kW) | MT iCOOL outdoor condensing unit |  |  | x | 2025-10-01 | 6153 | [7 empty] | - | 0 | - | -
OCU-KSC120M08 | 4010869751889 | CC | Outdoor | b) Mid Temp | Mid Temp | iCOOL OCU Series. HFO/HFC Condensing Unit, MT (12,0 kW) | MT iCOOL outdoor condensing unit |  |  | x | 2025-10-01 | 10123 | [7 empty] | - | 0 | - | -
OCU-KSC120M08-C | 4010869751896 | CC | Outdoor | b) Mid Temp | Mid Temp | iCOOL OCU Series. HFO/HFC Condensing Unit, MT (12,0 kW), customized: Coating | MT iCOOL outdoor condensing unit |  |  | x | 2025-10-01 | 13653 | [7 empty] | - | 0 | - | -
OCU-KSC120M08-CD | 4010869751902 | CC | Outdoor | b) Mid Temp | Mid Temp | iCOOL OCU Series. HFO/HFC Condensing Unit, MT (12,0 kW), customized: Coating + Heat recovery | MT iCOOL outdoor condensing unit |  |  | x | 2025-10-01 | 14147 | [7 empty] | - | 0 | - | -
OCU-KSC120M08-CDP | 4010869751919 | CC | Outdoor | b) Mid Temp | Mid Temp | iCOOL OCU Series. HFO/HFC Condensing Unit, MT (12,0 kW), customized: Coating + Heat recovery + High pressure fan | MT iCOOL outdoor condensing unit |  |  | x | 2025-10-01 | 15960 | [7 empty] | - | 0 | - | -
OCU-KSC120M08-CP | 4010869751926 | CC | Outdoor | b) Mid Temp | Mid Temp | iCOOL OCU Series. HFO/HFC Condensing Unit, MT (12,0 kW), customized: Coating + High pressure fan | MT iCOOL outdoor condensing unit |  |  | x | 2025-10-01 | 15466 | [7 empty] | - | 0 | - | -
OCU-KSC120M08-D | 4010869751933 | CC | Outdoor | b) Mid Temp | Mid Temp | iCOOL OCU Series. HFO/HFC Condensing Unit, MT (12,0 kW), customized: Heat recovery | MT iCOOL outdoor condensing unit |  |  | x | 2025-10-01 | 10617 | [7 empty] | - | 0 | - | -
OCU-KSC120M08-DP | 4010869751940 | CC | Outdoor | b) Mid Temp | Mid Temp | iCOOL OCU Series. HFO/HFC Condensing Unit, MT (12,0 kW), customized: Heat recovery + High pressure fan | MT iCOOL outdoor condensing unit |  |  | x | 2025-10-01 | 12430 | [7 empty] | - | 0 | - | -
OCU-KSC120M08-P | 4010869751957 | CC | Outdoor | b) Mid Temp | Mid Temp | iCOOL OCU Series. HFO/HFC Condensing Unit, MT (12,0 kW), customized: High pressure fan | MT iCOOL outdoor condensing unit |  |  | x | 2025-10-01 | 11936 | [7 empty] | - | 0 | - | -
OCU-KSC150M08 | 4010869752008 | CC | Outdoor | b) Mid Temp | Mid Temp | iCOOL OCU Series. HFO/HFC Condensing Unit, MT (15,0 kW) | MT iCOOL outdoor condensing unit |  |  | x | 2025-10-01 | 13123 | [7 empty] | - | 0 | - | -
OCU-KSC150M08-C | 4010869752015 | CC | Outdoor | b) Mid Temp | Mid Temp | iCOOL OCU Series. HFO/HFC Condensing Unit, MT (15,0 kW), customized: Coating | MT iCOOL outdoor condensing unit |  |  | x | 2025-10-01 | 16820 | [7 empty] | - | 0 | - | -
OCU-KSC150M08-CD | 4010869752022 | CC | Outdoor | b) Mid Temp | Mid Temp | iCOOL OCU Series. HFO/HFC Condensing Unit, MT (15,0 kW), customized: Coating + Heat recovery | MT iCOOL outdoor condensing unit |  |  | x | 2025-10-01 | 17311 | [7 empty] | - | 0 | - | -
OCU-KSC150M08-CDP | 4010869752039 | CC | Outdoor | b) Mid Temp | Mid Temp | iCOOL OCU Series. HFO/HFC Condensing Unit, MT (15,0 kW), customized: Coating + Heat recovery + High pressure fan | MT iCOOL outdoor condensing unit |  |  | x | 2025-10-01 | 20479 | [7 empty] | - | 0 | - | -
OCU-KSC150M08-CP | 4010869752046 | CC | Outdoor | b) Mid Temp | Mid Temp | iCOOL OCU Series. HFO/HFC Condensing Unit, MT (15,0 kW), customized: Coating + High pressure fan | MT iCOOL outdoor condensing unit |  |  | x | 2025-10-01 | 19988 | [7 empty] | - | 0 | - | -
OCU-KSC150M08-D | 4010869752053 | CC | Outdoor | b) Mid Temp | Mid Temp | iCOOL OCU Series. HFO/HFC Condensing Unit, MT (15,0 kW), customized: Heat recovery | MT iCOOL outdoor condensing unit |  |  | x | 2025-10-01 | 13613 | [7 empty] | - | 0 | - | -
OCU-KSC150M08-DP | 4010869752060 | CC | Outdoor | b) Mid Temp | Mid Temp | iCOOL OCU Series. HFO/HFC Condensing Unit, MT (15,0 kW), customized: Heat recovery + High pressure fan | MT iCOOL outdoor condensing unit |  |  | x | 2025-10-01 | 16781 | [7 empty] | - | 0 | - | -
OCU-KSC150M08-P | 4010869752077 | CC | Outdoor | b) Mid Temp | Mid Temp | iCOOL OCU Series. HFO/HFC Condensing Unit, MT (15,0 kW), customized: High pressure fan | MT iCOOL outdoor condensing unit |  |  | x | 2025-10-01 | 16290 | [7 empty] | - | 0 | - | -
OCU-KSC160M08 | 4010869752084 | CC | Outdoor | b) Mid Temp | Mid Temp | iCOOL OCU Series. HFO/HFC Condensing Unit, MT (16,0 kW) | MT iCOOL outdoor condensing unit |  |  | x | 2025-10-01 | 14412 | [7 empty] | - | 0 | - | -
OCU-KSC160M08-C | 4010869752091 | CC | Outdoor | b) Mid Temp | Mid Temp | iCOOL OCU Series. HFO/HFC Condensing Unit, MT (16,0 kW), customized: Coating | MT iCOOL outdoor condensing unit |  |  | x | 2025-10-01 | 18256 | [7 empty] | - | 0 | - | -
OCU-KSC160M08-CD | 4010869752107 | CC | Outdoor | b) Mid Temp | Mid Temp | iCOOL OCU Series. HFO/HFC Condensing Unit, MT (16,0 kW), customized: Coating + Heat recovery | MT iCOOL outdoor condensing unit |  |  | x | 2025-10-01 | 18766 | [7 empty] | - | 0 | - | -
OCU-KSC160M08-D | 4010869752114 | CC | Outdoor | b) Mid Temp | Mid Temp | iCOOL OCU Series. HFO/HFC Condensing Unit, MT (16,0 kW), customized: Heat recovery | MT iCOOL outdoor condensing unit |  |  | x | 2025-10-01 | 14922 | [7 empty] | - | 0 | - | -
OCU-KSC160M08-DVX | 4010869752121 | CC | Outdoor | b) Mid Temp | Mid Temp | iCOOL OCU Series. HFO/HFC Condensing Unit, MT (16,0 kW), customized: Heat recovery + Close valve on receiver + Dixell controller | MT iCOOL outdoor condensing unit |  |  | x | 2025-10-01 | 18136 | [7 empty] | - | 0 | - | -
OCU-KSC190M08 | 4010869752138 | CC | Outdoor | b) Mid Temp | Mid Temp | iCOOL OCU Series. HFO/HFC Condensing Unit, MT (19,0 kW) | MT iCOOL outdoor condensing unit |  |  | x | 2025-10-01 | 15293 | [7 empty] | - | 0 | - | -
OCU-KSC190M08-C | 4010869752145 | CC | Outdoor | b) Mid Temp | Mid Temp | iCOOL OCU Series. HFO/HFC Condensing Unit, MT (19,0 kW), customized: Coating | MT iCOOL outdoor condensing unit |  |  | x | 2025-10-01 | 19168 | [7 empty] | - | 0 | - | -
OCU-KSC190M08-CD | 4010869752152 | CC | Outdoor | b) Mid Temp | Mid Temp | iCOOL OCU Series. HFO/HFC Condensing Unit, MT (19,0 kW), customized: Coating + Heat recovery | MT iCOOL outdoor condensing unit |  |  | x | 2025-10-01 | 19682 | [7 empty] | - | 0 | - | -
OCU-KSC190M08-D | 4010869752169 | CC | Outdoor | b) Mid Temp | Mid Temp | iCOOL OCU Series. HFO/HFC Condensing Unit, MT (19,0 kW), customized: Heat recovery | MT iCOOL outdoor condensing unit |  |  | x | 2025-10-01 | 19168 | [7 empty] | - | 0 | - | -
OCU-KSC240M08 | 4010869752176 | CC | Outdoor | b) Mid Temp | Mid Temp | iCOOL OCU Series. HFO/HFC Condensing Unit, MT (24,0 kW) | MT iCOOL outdoor condensing unit |  |  | x | 2025-10-01 | 19900 | [7 empty] | - | 0 | - | -
OCU-KSC240M08-C | 4010869752183 | CC | Outdoor | b) Mid Temp | Mid Temp | iCOOL OCU Series. HFO/HFC Condensing Unit, MT (24,0 kW), customized: Coating | MT iCOOL outdoor condensing unit |  |  | x | 2025-10-01 | 27557 | [7 empty] | - | 0 | - | -
OCU-KSC240M08-CD | 4010869752190 | CC | Outdoor | b) Mid Temp | Mid Temp | iCOOL OCU Series. HFO/HFC Condensing Unit, MT (24,0 kW), customized: Coating + Heat recovery | MT iCOOL outdoor condensing unit |  |  | x | 2025-10-01 | 27898 | [7 empty] | - | 0 | - | -
OCU-KSC240M08-D | 4010869752206 | CC | Outdoor | b) Mid Temp | Mid Temp | iCOOL OCU Series. HFO/HFC Condensing Unit, MT (24,0 kW), customized: Heat recovery | MT iCOOL outdoor condensing unit |  |  | x | 2025-10-01 | 20506 | [7 empty] | - | 0 | - | -
OCU-KSC240M08-DVX | 4010869752213 | CC | Outdoor | b) Mid Temp | Mid Temp | iCOOL OCU Series. HFO/HFC Condensing Unit, MT (24,0 kW), customized: Heat recovery + Close valve on receiver + Dixell controller | MT iCOOL outdoor condensing unit |  |  | x | 2025-10-01 | 25837 | [7 empty] | - | 0 | - | -
OCU-KSC280M08 | 4010869752220 | CC | Outdoor | b) Mid Temp | Mid Temp | iCOOL OCU Series. HFO/HFC Condensing Unit, MT (28,0 kW) | MT iCOOL outdoor condensing unit |  |  | x | 2025-10-01 | 20705 | [7 empty] | - | 0 | - | -
OCU-KSC280M08-C | 4010869752237 | CC | Outdoor | b) Mid Temp | Mid Temp | iCOOL OCU Series. HFO/HFC Condensing Unit, MT (28,0 kW), customized: Coating | MT iCOOL outdoor condensing unit |  |  | x | 2025-10-01 | 28140 | [7 empty] | - | 0 | - | -
OCU-KSC280M08-CD | 4010869752244 | CC | Outdoor | b) Mid Temp | Mid Temp | iCOOL OCU Series. HFO/HFC Condensing Unit, MT (28,0 kW), customized: Coating + Heat recovery | MT iCOOL outdoor condensing unit |  |  | x | 2025-10-01 | 28727 | [7 empty] | - | 0 | - | -
OCU-KSC280M08-D | 4010869752251 | CC | Outdoor | b) Mid Temp | Mid Temp | iCOOL OCU Series. HFO/HFC Condensing Unit, MT (28,0 kW), customized: Heat recovery | MT iCOOL outdoor condensing unit |  |  | x | 2025-10-01 | 21293 | [7 empty] | - | 0 | - | -
OCU-KSC400M08 | 4010869752268 | CC | Outdoor | b) Mid Temp | Mid Temp | iCOOL OCU Series. HFO/HFC Condensing Unit, MT (40,0 kW) | MT iCOOL outdoor condensing unit |  |  | x | 2025-10-01 | 27357 | [7 empty] | - | 0 | - | -
OCU-KSC400M08-D | 4010869752275 | CC | Outdoor | b) Mid Temp | Mid Temp | iCOOL OCU Series. HFO/HFC Condensing Unit, MT (40,0 kW), customized: Heat recovery | MT iCOOL outdoor condensing unit |  |  | x | 2025-10-01 | 27939 | [7 empty] | - | 0 | - | -
OCU-KSC420M08 | 4010869752282 | CC | Outdoor | b) Mid Temp | Mid Temp | iCOOL OCU Series. HFO/HFC Condensing Unit, MT (42,0 kW) | MT iCOOL outdoor condensing unit |  |  | x | 2025-10-01 | 28303 | [7 empty] | - | 0 | - | -
OCU-KSC420M08-D | 4010869752299 | CC | Outdoor | b) Mid Temp | Mid Temp | iCOOL OCU Series. HFO/HFC Condensing Unit, MT (42,0 kW), customized: Heat recovery | MT iCOOL outdoor condensing unit |  |  | x | 2025-10-01 | 28860 | [7 empty] | - | 0 | - | -
OCU-LRC100M08 | 4010869752305 | CC | Outdoor | b) Mid Temp | Mid Temp | iCOOL OCU Series. HFO/HFC A2L-ready Simple Engineering Condensing Unit, MT (10,0 kW) | MT iCOOL A2L-ready outdoor condensing unit |  |  | x | 2025-10-01 | 9001 | [7 empty] | - | 0 | - | -
OCU-LRC100M08-C | 4010869752312 | CC | Outdoor | b) Mid Temp | Mid Temp | iCOOL OCU Series. HFO/HFC A2L-ready Simple Engineering Condensing Unit, MT (10,0 kW), customized: Coating | MT iCOOL A2L-ready outdoor condensing unit |  |  | x | 2025-10-01 | 12791 | [7 empty] | - | 0 | - | -
OCU-LRC100M08-CD | 4010869752329 | CC | Outdoor | b) Mid Temp | Mid Temp | iCOOL OCU Series. HFO/HFC A2L-ready Simple Engineering Condensing Unit, MT (10,0 kW), customized: Coating + Heat recovery | MT iCOOL A2L-ready outdoor condensing unit |  |  | x | 2025-10-01 | 13482 | [7 empty] | - | 0 | - | -
OCU-LRC100M08-D | 4010869752336 | CC | Outdoor | b) Mid Temp | Mid Temp | iCOOL OCU Series. HFO/HFC A2L-ready Simple Engineering Condensing Unit, MT (10,0 kW), customized: Heat recovery | MT iCOOL A2L-ready outdoor condensing unit |  |  | x | 2025-10-01 | 9692 | [7 empty] | - | 0 | - | -
SCU-KSC160M08 | 4010869754125 | CC | Indoor | b) Mid Temp | Mid Temp | iCOOL SCU Series. HFO/HFC Indoor Condensing Unit with High Pressure Fan, MT (16,0 kW) | MT iCOOL indoor condensing unit |  |  | x | 2025-10-01 | 18750 | [7 empty] | - | 0 | - | -
SCU-KSC160M08-C | 4010869754132 | CC | Indoor | b) Mid Temp | Mid Temp | iCOOL SCU Series. HFO/HFC Indoor Condensing Unit with High Pressure Fan, MT (16,0 kW), customized: Coating | MT iCOOL indoor condensing unit |  |  | x | 2025-10-01 | 21889 | [7 empty] | - | 0 | - | -
SCU-KSC160M08-CD | 4010869754149 | CC | Indoor | b) Mid Temp | Mid Temp | iCOOL SCU Series. HFO/HFC Indoor Condensing Unit with High Pressure Fan, MT (16,0 kW), customized: Coating + Heat recovery | MT iCOOL indoor condensing unit |  |  | x | 2025-10-01 | 22372 | [7 empty] | - | 0 | - | -
SCU-KSC160M08-D | 4010869754156 | CC | Indoor | b) Mid Temp | Mid Temp | iCOOL SCU Series. HFO/HFC Indoor Condensing Unit with High Pressure Fan, MT (16,0 kW), customized: Heat recovery | MT iCOOL indoor condensing unit |  |  | x | 2025-10-01 | 19234 | [7 empty] | - | 0 | - | -
SCU-KSC190M08 | 4010869754163 | CC | Indoor | b) Mid Temp | Mid Temp | iCOOL SCU Series. HFO/HFC Indoor Condensing Unit with High Pressure Fan, MT (19,0 kW) | MT iCOOL indoor condensing unit |  |  | x | 2025-10-01 | 19369 | [7 empty] | - | 0 | - | -
SCU-KSC190M08-C | 4010869754170 | CC | Indoor | b) Mid Temp | Mid Temp | iCOOL SCU Series. HFO/HFC Indoor Condensing Unit with High Pressure Fan, MT (19,0 kW), customized: Coating | MT iCOOL indoor condensing unit |  |  | x | 2025-10-01 | 22508 | [7 empty] | - | 0 | - | -
SCU-KSC190M08-CD | 4010869754187 | CC | Indoor | b) Mid Temp | Mid Temp | iCOOL SCU Series. HFO/HFC Indoor Condensing Unit with High Pressure Fan, MT (19,0 kW), customized: Coating + Heat recovery | MT iCOOL indoor condensing unit |  |  | x | 2025-10-01 | 22991 | [7 empty] | - | 0 | - | -
SCU-KSC190M08-D | 4010869754194 | CC | Indoor | b) Mid Temp | Mid Temp | iCOOL SCU Series. HFO/HFC Indoor Condensing Unit with High Pressure Fan, MT (19,0 kW), customized: Heat recovery | MT iCOOL indoor condensing unit |  |  | x | 2025-10-01 | 19853 | [7 empty] | - | 0 | - | -
WCU-KRC045M08 | 4010869754248 | CC | Indoor | b) Mid Temp | Mid Temp | iCOOL WCU Series. HFO/HFC Water/Glycol-Cooled Condensing Unit, MT (5,1 kW) | MT indoor water-cooled condensing unit |  |  | x | 2025-10-01 | 7722 | [7 empty] | - | 0 | - | -
WCU-KRC045M08-H | 4010869754255 | CC | Indoor | b) Mid Temp | Mid Temp | iCOOL WCU Series. HFO/HFC Water/Glycol-Cooled Condensing Unit, MT (5,1 kW), customized: Housing | MT indoor water-cooled condensing unit |  |  | x | 2025-10-01 | 10683 | [7 empty] | - | 0 | - | -
WCU-KRC070M08 | 4010869754286 | CC | Indoor | b) Mid Temp | Mid Temp | iCOOL WCU Series. HFO/HFC Water/Glycol-Cooled Condensing Unit, MT (7,2 kW) | MT indoor water-cooled condensing unit |  |  | x | 2025-10-01 | 8861 | [7 empty] | - | 0 | - | -
WCU-KRC070M08-H | 4010869754293 | CC | Indoor | b) Mid Temp | Mid Temp | iCOOL WCU Series. HFO/HFC Water/Glycol-Cooled Condensing Unit, MT (7,2 kW), customized: Housing | MT indoor water-cooled condensing unit |  |  | x | 2025-10-01 | 12088 | [7 empty] | - | 0 | - | -
WCU-KSC100M08 | 4010869754323 | CC | Indoor | b) Mid Temp | Mid Temp | iCOOL WCU Series. HFO/HFC Water/Glycol-Cooled Condensing Unit, MT (10,0 kW) | MT indoor water-cooled condensing unit |  |  | x | 2025-10-01 | 9807 | [7 empty] | - | 0 | - | -
WCU-KSC100M08-H | 4010869754330 | CC | Indoor | b) Mid Temp | Mid Temp | iCOOL WCU Series. HFO/HFC Water/Glycol-Cooled Condensing Unit, MT (10,0 kW), customized: Housing | MT indoor water-cooled condensing unit |  |  | x | 2025-10-01 | 13492 | [7 empty] | - | 0 | - | -
WCU-KSC160M08 | 4010869754347 | CC | Indoor | b) Mid Temp | Mid Temp | iCOOL WCU Series. HFO/HFC Water/Glycol-Cooled Condensing Unit, MT (16,3 kW) | MT indoor water-cooled condensing unit |  |  | x | 2025-10-01 | 14120 | [7 empty] | - | 0 | - | -
WCU-KSC160M08-H | 4010869754354 | CC | Indoor | b) Mid Temp | Mid Temp | iCOOL WCU Series. HFO/HFC Water/Glycol-Cooled Condensing Unit, MT (16,3 kW), customized: Housing | MT indoor water-cooled condensing unit |  |  | x | 2025-10-01 | 17602 | [7 empty] | - | 0 | - | -
WCU-KSC190M08 | 4010869754361 | CC | Indoor | b) Mid Temp | Mid Temp | iCOOL WCU Series. HFO/HFC Water/Glycol-Cooled Condensing Unit, MT (19,6 kW) | MT indoor water-cooled condensing unit |  |  | x | 2025-10-01 | 15850 | [7 empty] | - | 0 | - | -
WCU-KSC190M08-H | 4010869754378 | CC | Indoor | b) Mid Temp | Mid Temp | iCOOL WCU Series. HFO/HFC Water/Glycol-Cooled Condensing Unit, MT (19,6 kW), customized: Housing | MT indoor water-cooled condensing unit |  |  | x | 2025-10-01 | 19332 | [7 empty] | - | 0 | - | -
WCU-KSC280M08 | 4010869754385 | CC | Indoor | b) Mid Temp | Mid Temp | iCOOL WCU Series. HFO/HFC Water/Glycol-Cooled Condensing Unit, MT (27,7 kW) | MT indoor water-cooled condensing unit |  |  | x | 2025-10-01 | 20157 | [7 empty] | - | 0 | - | -
WCU-KSC280M08-H | 4010869754392 | CC | Indoor | b) Mid Temp | Mid Temp | iCOOL WCU Series. HFO/HFC Water/Glycol-Cooled Condensing Unit, MT (27,7 kW), customized: Housing | MT indoor water-cooled condensing unit |  |  | x | 2025-10-01 | 25052 | [7 empty] | - | 0 | - | -
WCU-KSC400M08 | 4010869754408 | CC | Indoor | b) Mid Temp | Mid Temp | iCOOL WCU Series. HFO/HFC Water/Glycol-Cooled Condensing Unit, MT (38,0 kW) | MT indoor water-cooled condensing unit |  |  | x | 2025-10-01 | 24634 | [7 empty] | - | 0 | - | -
WCU-KSC400M08-H | 4010869754415 | CC | Indoor | b) Mid Temp | Mid Temp | iCOOL WCU Series. HFO/HFC Water/Glycol-Cooled Condensing Unit, MT (38,0 kW), customized: Housing | MT indoor water-cooled condensing unit |  |  | x | 2025-10-01 | 29529 | [7 empty] | - | 0 | - | -
CZ-HFC-FV68SL20 | 4010869769679 | CC | Accessories | d) Accessories | CC accessories | Compressor oil FV68S 2,0L for iCOOL | Compressor oil FV68S 2,0L for iCOOL |  |  | x | 2025-10-01 | 172 | [7 empty] | - | 0 | - | -
CZ-HFC-FV68SL05 | 4010869769662 | CC | Accessories | d) Accessories | CC accessories | Compressor oil FV68S 0,5L for iCOOL | Compressor oil FV68S 0,5L for iCOOL |  |  | x | 2025-10-01 | 85 | [7 empty] | - | 0 | - | -
CZ-HFC-FV32SL20 | 4010869769655 | CC | Accessories | d) Accessories | CC accessories | Compressor oil FV32S 2,0L for iCOOL | Compressor oil FV32S 2,0L for iCOOL |  |  | x | 2025-10-01 | 172 | [7 empty] | - | 0 | - | -
CZ-HFC-FV32SL05 | 4010869769648 | CC | Accessories | d) Accessories | CC accessories | Compressor oil FV32S 0,5L for iCOOL | Compressor oil FV32S 0,5L for iCOOL |  |  | x | 2025-10-01 | 85 | [7 empty] | - | 0 | - | -
Note on V895: [Comentario encadenado] Su versión de Excel le permite leer este comentario encadenado; sin embargo, las ediciones que se apliquen se quitarán si el archivo se abre en una versión más reciente de Excel. Más información: https://go.microsoft.com/fwlink/?linkid=870924 Comentario: A few pressures inside, but not considered “pre-charge”. During the commissioning, the “full charge” is required.
Note on V896: [Comentario encadenado] Su versión de Excel le permite leer este comentario encadenado; sin embargo, las ediciones que se apliquen se quitarán si el archivo se abre en una versión más reciente de Excel. Más información: https://go.microsoft.com/fwlink/?linkid=870924 Comentario: A few pressures inside, but not considered “pre-charge”. During the commissioning, the “full charge” is required.
Note on V897: [Comentario encadenado] Su versión de Excel le permite leer este comentario encadenado; sin embargo, las ediciones que se apliquen se quitarán si el archivo se abre en una versión más reciente de Excel. Más información: https://go.microsoft.com/fwlink/?linkid=870924 Comentario: A few pressures inside, but not considered “pre-charge”. During the commissioning, the “full charge” is required.
Note on V898: [Comentario encadenado] Su versión de Excel le permite leer este comentario encadenado; sin embargo, las ediciones que se apliquen se quitarán si el archivo se abre en una versión más reciente de Excel. Más información: https://go.microsoft.com/fwlink/?linkid=870924 Comentario: A few pressures inside, but not considered “pre-charge”. During the commissioning, the “full charge” is required.
Note on V899: [Comentario encadenado] Su versión de Excel le permite leer este comentario encadenado; sin embargo, las ediciones que se apliquen se quitarán si el archivo se abre en una versión más reciente de Excel. Más información: https://go.microsoft.com/fwlink/?linkid=870924 Comentario: A few pressures inside, but not considered “pre-charge”. During the commissioning, the “full charge” is required.
Note on V900: [Comentario encadenado] Su versión de Excel le permite leer este comentario encadenado; sin embargo, las ediciones que se apliquen se quitarán si el archivo se abre en una versión más reciente de Excel. Más información: https://go.microsoft.com/fwlink/?linkid=870924 Comentario: A few pressures inside, but not considered “pre-charge”. During the commissioning, the “full charge” is required.
Note on U950: [Comentario encadenado] Su versión de Excel le permite leer este comentario encadenado; sin embargo, las ediciones que se apliquen se quitarán si el archivo se abre en una versión más reciente de Excel. Más información: https://go.microsoft.com/fwlink/?linkid=870924 Comentario: No refrigerant. Filled with dry nitrogen (N2): iCOOL ~3 bar, iCORE ~10 bar
Note on U951: [Comentario encadenado] Su versión de Excel le permite leer este comentario encadenado; sin embargo, las ediciones que se apliquen se quitarán si el archivo se abre en una versión más reciente de Excel. Más información: https://go.microsoft.com/fwlink/?linkid=870924 Comentario: No refrigerant. Filled with dry nitrogen (N2): iCOOL ~3 bar, iCORE ~10 bar
Note on U952: [Comentario encadenado] Su versión de Excel le permite leer este comentario encadenado; sin embargo, las ediciones que se apliquen se quitarán si el archivo se abre en una versión más reciente de Excel. Más información: https://go.microsoft.com/fwlink/?linkid=870924 Comentario: No refrigerant. Filled with dry nitrogen (N2): iCOOL ~3 bar, iCORE ~10 bar
Note on U953: [Comentario encadenado] Su versión de Excel le permite leer este comentario encadenado; sin embargo, las ediciones que se apliquen se quitarán si el archivo se abre en una versión más reciente de Excel. Más información: https://go.microsoft.com/fwlink/?linkid=870924 Comentario: No refrigerant. Filled with dry nitrogen (N2): iCOOL ~3 bar, iCORE ~10 bar
Note on U954: [Comentario encadenado] Su versión de Excel le permite leer este comentario encadenado; sin embargo, las ediciones que se apliquen se quitarán si el archivo se abre en una versión más reciente de Excel. Más información: https://go.microsoft.com/fwlink/?linkid=870924 Comentario: No refrigerant. Filled with dry nitrogen (N2): iCOOL ~3 bar, iCORE ~10 bar
Note on U955: [Comentario encadenado] Su versión de Excel le permite leer este comentario encadenado; sin embargo, las ediciones que se apliquen se quitarán si el archivo se abre en una versión más reciente de Excel. Más información: https://go.microsoft.com/fwlink/?linkid=870924 Comentario: No refrigerant. Filled with dry nitrogen (N2): iCOOL ~3 bar, iCORE ~10 bar
Note on U956: [Comentario encadenado] Su versión de Excel le permite leer este comentario encadenado; sin embargo, las ediciones que se apliquen se quitarán si el archivo se abre en una versión más reciente de Excel. Más información: https://go.microsoft.com/fwlink/?linkid=870924 Comentario: No refrigerant. Filled with dry nitrogen (N2): iCOOL ~3 bar, iCORE ~10 bar
Note on U957: [Comentario encadenado] Su versión de Excel le permite leer este comentario encadenado; sin embargo, las ediciones que se apliquen se quitarán si el archivo se abre en una versión más reciente de Excel. Más información: https://go.microsoft.com/fwlink/?linkid=870924 Comentario: No refrigerant. Filled with dry nitrogen (N2): iCOOL ~3 bar, iCORE ~10 bar
Note on U958: [Comentario encadenado] Su versión de Excel le permite leer este comentario encadenado; sin embargo, las ediciones que se apliquen se quitarán si el archivo se abre en una versión más reciente de Excel. Más información: https://go.microsoft.com/fwlink/?linkid=870924 Comentario: No refrigerant. Filled with dry nitrogen (N2): iCOOL ~3 bar, iCORE ~10 bar
Note on U959: [Comentario encadenado] Su versión de Excel le permite leer este comentario encadenado; sin embargo, las ediciones que se apliquen se quitarán si el archivo se abre en una versión más reciente de Excel. Más información: https://go.microsoft.com/fwlink/?linkid=870924 Comentario: No refrigerant. Filled with dry nitrogen (N2): iCOOL ~3 bar, iCORE ~10 bar
Note on U960: [Comentario encadenado] Su versión de Excel le permite leer este comentario encadenado; sin embargo, las ediciones que se apliquen se quitarán si el archivo se abre en una versión más reciente de Excel. Más información: https://go.microsoft.com/fwlink/?linkid=870924 Comentario: No refrigerant. Filled with dry nitrogen (N2): iCOOL ~3 bar, iCORE ~10 bar
Note on U961: [Comentario encadenado] Su versión de Excel le permite leer este comentario encadenado; sin embargo, las ediciones que se apliquen se quitarán si el archivo se abre en una versión más reciente de Excel. Más información: https://go.microsoft.com/fwlink/?linkid=870924 Comentario: No refrigerant. Filled with dry nitrogen (N2): iCOOL ~3 bar, iCORE ~10 bar
Note on U962: [Comentario encadenado] Su versión de Excel le permite leer este comentario encadenado; sin embargo, las ediciones que se apliquen se quitarán si el archivo se abre en una versión más reciente de Excel. Más información: https://go.microsoft.com/fwlink/?linkid=870924 Comentario: No refrigerant. Filled with dry nitrogen (N2): iCOOL ~3 bar, iCORE ~10 bar
Note on U963: [Comentario encadenado] Su versión de Excel le permite leer este comentario encadenado; sin embargo, las ediciones que se apliquen se quitarán si el archivo se abre en una versión más reciente de Excel. Más información: https://go.microsoft.com/fwlink/?linkid=870924 Comentario: No refrigerant. Filled with dry nitrogen (N2): iCOOL ~3 bar, iCORE ~10 bar
Note on U964: [Comentario encadenado] Su versión de Excel le permite leer este comentario encadenado; sin embargo, las ediciones que se apliquen se quitarán si el archivo se abre en una versión más reciente de Excel. Más información: https://go.microsoft.com/fwlink/?linkid=870924 Comentario: No refrigerant. Filled with dry nitrogen (N2): iCOOL ~3 bar, iCORE ~10 bar
Note on U965: [Comentario encadenado] Su versión de Excel le permite leer este comentario encadenado; sin embargo, las ediciones que se apliquen se quitarán si el archivo se abre en una versión más reciente de Excel. Más información: https://go.microsoft.com/fwlink/?linkid=870924 Comentario: No refrigerant. Filled with dry nitrogen (N2): iCOOL ~3 bar, iCORE ~10 bar
Note on U966: [Comentario encadenado] Su versión de Excel le permite leer este comentario encadenado; sin embargo, las ediciones que se apliquen se quitarán si el archivo se abre en una versión más reciente de Excel. Más información: https://go.microsoft.com/fwlink/?linkid=870924 Comentario: No refrigerant. Filled with dry nitrogen (N2): iCOOL ~3 bar, iCORE ~10 bar
Note on U967: [Comentario encadenado] Su versión de Excel le permite leer este comentario encadenado; sin embargo, las ediciones que se apliquen se quitarán si el archivo se abre en una versión más reciente de Excel. Más información: https://go.microsoft.com/fwlink/?linkid=870924 Comentario: No refrigerant. Filled with dry nitrogen (N2): iCOOL ~3 bar, iCORE ~10 bar
Note on U968: [Comentario encadenado] Su versión de Excel le permite leer este comentario encadenado; sin embargo, las ediciones que se apliquen se quitarán si el archivo se abre en una versión más reciente de Excel. Más información: https://go.microsoft.com/fwlink/?linkid=870924 Comentario: No refrigerant. Filled with dry nitrogen (N2): iCOOL ~3 bar, iCORE ~10 bar
Note on U969: [Comentario encadenado] Su versión de Excel le permite leer este comentario encadenado; sin embargo, las ediciones que se apliquen se quitarán si el archivo se abre en una versión más reciente de Excel. Más información: https://go.microsoft.com/fwlink/?linkid=870924 Comentario: No refrigerant. Filled with dry nitrogen (N2): iCOOL ~3 bar, iCORE ~10 bar
Note on U970: [Comentario encadenado] Su versión de Excel le permite leer este comentario encadenado; sin embargo, las ediciones que se apliquen se quitarán si el archivo se abre en una versión más reciente de Excel. Más información: https://go.microsoft.com/fwlink/?linkid=870924 Comentario: No refrigerant. Filled with dry nitrogen (N2): iCOOL ~3 bar, iCORE ~10 bar
Note on U971: [Comentario encadenado] Su versión de Excel le permite leer este comentario encadenado; sin embargo, las ediciones que se apliquen se quitarán si el archivo se abre en una versión más reciente de Excel. Más información: https://go.microsoft.com/fwlink/?linkid=870924 Comentario: No refrigerant. Filled with dry nitrogen (N2): iCOOL ~3 bar, iCORE ~10 bar
Note on U972: [Comentario encadenado] Su versión de Excel le permite leer este comentario encadenado; sin embargo, las ediciones que se apliquen se quitarán si el archivo se abre en una versión más reciente de Excel. Más información: https://go.microsoft.com/fwlink/?linkid=870924 Comentario: No refrigerant. Filled with dry nitrogen (N2): iCOOL ~3 bar, iCORE ~10 bar
Note on U973: [Comentario encadenado] Su versión de Excel le permite leer este comentario encadenado; sin embargo, las ediciones que se apliquen se quitarán si el archivo se abre en una versión más reciente de Excel. Más información: https://go.microsoft.com/fwlink/?linkid=870924 Comentario: No refrigerant. Filled with dry nitrogen (N2): iCOOL ~3 bar, iCORE ~10 bar
Note on U974: [Comentario encadenado] Su versión de Excel le permite leer este comentario encadenado; sin embargo, las ediciones que se apliquen se quitarán si el archivo se abre en una versión más reciente de Excel. Más información: https://go.microsoft.com/fwlink/?linkid=870924 Comentario: No refrigerant. Filled with dry nitrogen (N2): iCOOL ~3 bar, iCORE ~10 bar
Note on U975: [Comentario encadenado] Su versión de Excel le permite leer este comentario encadenado; sin embargo, las ediciones que se apliquen se quitarán si el archivo se abre en una versión más reciente de Excel. Más información: https://go.microsoft.com/fwlink/?linkid=870924 Comentario: No refrigerant. Filled with dry nitrogen (N2): iCOOL ~3 bar, iCORE ~10 bar
Note on U976: [Comentario encadenado] Su versión de Excel le permite leer este comentario encadenado; sin embargo, las ediciones que se apliquen se quitarán si el archivo se abre en una versión más reciente de Excel. Más información: https://go.microsoft.com/fwlink/?linkid=870924 Comentario: No refrigerant. Filled with dry nitrogen (N2): iCOOL ~3 bar, iCORE ~10 bar
Note on U977: [Comentario encadenado] Su versión de Excel le permite leer este comentario encadenado; sin embargo, las ediciones que se apliquen se quitarán si el archivo se abre en una versión más reciente de Excel. Más información: https://go.microsoft.com/fwlink/?linkid=870924 Comentario: No refrigerant. Filled with dry nitrogen (N2): iCOOL ~3 bar, iCORE ~10 bar
Note on U978: [Comentario encadenado] Su versión de Excel le permite leer este comentario encadenado; sin embargo, las ediciones que se apliquen se quitarán si el archivo se abre en una versión más reciente de Excel. Más información: https://go.microsoft.com/fwlink/?linkid=870924 Comentario: No refrigerant. Filled with dry nitrogen (N2): iCOOL ~3 bar, iCORE ~10 bar
Note on U979: [Comentario encadenado] Su versión de Excel le permite leer este comentario encadenado; sin embargo, las ediciones que se apliquen se quitarán si el archivo se abre en una versión más reciente de Excel. Más información: https://go.microsoft.com/fwlink/?linkid=870924 Comentario: No refrigerant. Filled with dry nitrogen (N2): iCOOL ~3 bar, iCORE ~10 bar
Note on U980: [Comentario encadenado] Su versión de Excel le permite leer este comentario encadenado; sin embargo, las ediciones que se apliquen se quitarán si el archivo se abre en una versión más reciente de Excel. Más información: https://go.microsoft.com/fwlink/?linkid=870924 Comentario: No refrigerant. Filled with dry nitrogen (N2): iCOOL ~3 bar, iCORE ~10 bar
Note on U981: [Comentario encadenado] Su versión de Excel le permite leer este comentario encadenado; sin embargo, las ediciones que se apliquen se quitarán si el archivo se abre en una versión más reciente de Excel. Más información: https://go.microsoft.com/fwlink/?linkid=870924 Comentario: No refrigerant. Filled with dry nitrogen (N2): iCOOL ~3 bar, iCORE ~10 bar
Note on U982: [Comentario encadenado] Su versión de Excel le permite leer este comentario encadenado; sin embargo, las ediciones que se apliquen se quitarán si el archivo se abre en una versión más reciente de Excel. Más información: https://go.microsoft.com/fwlink/?linkid=870924 Comentario: No refrigerant. Filled with dry nitrogen (N2): iCOOL ~3 bar, iCORE ~10 bar
Note on U983: [Comentario encadenado] Su versión de Excel le permite leer este comentario encadenado; sin embargo, las ediciones que se apliquen se quitarán si el archivo se abre en una versión más reciente de Excel. Más información: https://go.microsoft.com/fwlink/?linkid=870924 Comentario: No refrigerant. Filled with dry nitrogen (N2): iCOOL ~3 bar, iCORE ~10 bar
Note on U984: [Comentario encadenado] Su versión de Excel le permite leer este comentario encadenado; sin embargo, las ediciones que se apliquen se quitarán si el archivo se abre en una versión más reciente de Excel. Más información: https://go.microsoft.com/fwlink/?linkid=870924 Comentario: No refrigerant. Filled with dry nitrogen (N2): iCOOL ~3 bar, iCORE ~10 bar
Note on U985: [Comentario encadenado] Su versión de Excel le permite leer este comentario encadenado; sin embargo, las ediciones que se apliquen se quitarán si el archivo se abre en una versión más reciente de Excel. Más información: https://go.microsoft.com/fwlink/?linkid=870924 Comentario: No refrigerant. Filled with dry nitrogen (N2): iCOOL ~3 bar, iCORE ~10 bar
Note on U986: [Comentario encadenado] Su versión de Excel le permite leer este comentario encadenado; sin embargo, las ediciones que se apliquen se quitarán si el archivo se abre en una versión más reciente de Excel. Más información: https://go.microsoft.com/fwlink/?linkid=870924 Comentario: No refrigerant. Filled with dry nitrogen (N2): iCOOL ~3 bar, iCORE ~10 bar
Note on U987: [Comentario encadenado] Su versión de Excel le permite leer este comentario encadenado; sin embargo, las ediciones que se apliquen se quitarán si el archivo se abre en una versión más reciente de Excel. Más información: https://go.microsoft.com/fwlink/?linkid=870924 Comentario: No refrigerant. Filled with dry nitrogen (N2): iCOOL ~3 bar, iCORE ~10 bar
Note on U988: [Comentario encadenado] Su versión de Excel le permite leer este comentario encadenado; sin embargo, las ediciones que se apliquen se quitarán si el archivo se abre en una versión más reciente de Excel. Más información: https://go.microsoft.com/fwlink/?linkid=870924 Comentario: No refrigerant. Filled with dry nitrogen (N2): iCOOL ~3 bar, iCORE ~10 bar
Note on U989: [Comentario encadenado] Su versión de Excel le permite leer este comentario encadenado; sin embargo, las ediciones que se apliquen se quitarán si el archivo se abre en una versión más reciente de Excel. Más información: https://go.microsoft.com/fwlink/?linkid=870924 Comentario: No refrigerant. Filled with dry nitrogen (N2): iCOOL ~3 bar, iCORE ~10 bar
Note on U990: [Comentario encadenado] Su versión de Excel le permite leer este comentario encadenado; sin embargo, las ediciones que se apliquen se quitarán si el archivo se abre en una versión más reciente de Excel. Más información: https://go.microsoft.com/fwlink/?linkid=870924 Comentario: No refrigerant. Filled with dry nitrogen (N2): iCOOL ~3 bar, iCORE ~10 bar
Note on U991: [Comentario encadenado] Su versión de Excel le permite leer este comentario encadenado; sin embargo, las ediciones que se apliquen se quitarán si el archivo se abre en una versión más reciente de Excel. Más información: https://go.microsoft.com/fwlink/?linkid=870924 Comentario: No refrigerant. Filled with dry nitrogen (N2): iCOOL ~3 bar, iCORE ~10 bar
Note on U992: [Comentario encadenado] Su versión de Excel le permite leer este comentario encadenado; sin embargo, las ediciones que se apliquen se quitarán si el archivo se abre en una versión más reciente de Excel. Más información: https://go.microsoft.com/fwlink/?linkid=870924 Comentario: No refrigerant. Filled with dry nitrogen (N2): iCOOL ~3 bar, iCORE ~10 bar
Note on U993: [Comentario encadenado] Su versión de Excel le permite leer este comentario encadenado; sin embargo, las ediciones que se apliquen se quitarán si el archivo se abre en una versión más reciente de Excel. Más información: https://go.microsoft.com/fwlink/?linkid=870924 Comentario: No refrigerant. Filled with dry nitrogen (N2): iCOOL ~3 bar, iCORE ~10 bar
Note on U994: [Comentario encadenado] Su versión de Excel le permite leer este comentario encadenado; sin embargo, las ediciones que se apliquen se quitarán si el archivo se abre en una versión más reciente de Excel. Más información: https://go.microsoft.com/fwlink/?linkid=870924 Comentario: No refrigerant. Filled with dry nitrogen (N2): iCOOL ~3 bar, iCORE ~10 bar
Note on U995: [Comentario encadenado] Su versión de Excel le permite leer este comentario encadenado; sin embargo, las ediciones que se apliquen se quitarán si el archivo se abre en una versión más reciente de Excel. Más información: https://go.microsoft.com/fwlink/?linkid=870924 Comentario: No refrigerant. Filled with dry nitrogen (N2): iCOOL ~3 bar, iCORE ~10 bar
Note on U996: [Comentario encadenado] Su versión de Excel le permite leer este comentario encadenado; sin embargo, las ediciones que se apliquen se quitarán si el archivo se abre en una versión más reciente de Excel. Más información: https://go.microsoft.com/fwlink/?linkid=870924 Comentario: No refrigerant. Filled with dry nitrogen (N2): iCOOL ~3 bar, iCORE ~10 bar
Note on U997: [Comentario encadenado] Su versión de Excel le permite leer este comentario encadenado; sin embargo, las ediciones que se apliquen se quitarán si el archivo se abre en una versión más reciente de Excel. Más información: https://go.microsoft.com/fwlink/?linkid=870924 Comentario: No refrigerant. Filled with dry nitrogen (N2): iCOOL ~3 bar, iCORE ~10 bar
Note on U998: [Comentario encadenado] Su versión de Excel le permite leer este comentario encadenado; sin embargo, las ediciones que se apliquen se quitarán si el archivo se abre en una versión más reciente de Excel. Más información: https://go.microsoft.com/fwlink/?linkid=870924 Comentario: No refrigerant. Filled with dry nitrogen (N2): iCOOL ~3 bar, iCORE ~10 bar
Note on U999: [Comentario encadenado] Su versión de Excel le permite leer este comentario encadenado; sin embargo, las ediciones que se apliquen se quitarán si el archivo se abre en una versión más reciente de Excel. Más información: https://go.microsoft.com/fwlink/?linkid=870924 Comentario: No refrigerant. Filled with dry nitrogen (N2): iCOOL ~3 bar, iCORE ~10 bar
Note on U1000: [Comentario encadenado] Su versión de Excel le permite leer este comentario encadenado; sin embargo, las ediciones que se apliquen se quitarán si el archivo se abre en una versión más reciente de Excel. Más información: https://go.microsoft.com/fwlink/?linkid=870924 Comentario: No refrigerant. Filled with dry nitrogen (N2): iCOOL ~3 bar, iCORE ~10 bar
Note on U1001: [Comentario encadenado] Su versión de Excel le permite leer este comentario encadenado; sin embargo, las ediciones que se apliquen se quitarán si el archivo se abre en una versión más reciente de Excel. Más información: https://go.microsoft.com/fwlink/?linkid=870924 Comentario: No refrigerant. Filled with dry nitrogen (N2): iCOOL ~3 bar, iCORE ~10 bar
Note on U1002: [Comentario encadenado] Su versión de Excel le permite leer este comentario encadenado; sin embargo, las ediciones que se apliquen se quitarán si el archivo se abre en una versión más reciente de Excel. Más información: https://go.microsoft.com/fwlink/?linkid=870924 Comentario: No refrigerant. Filled with dry nitrogen (N2): iCOOL ~3 bar, iCORE ~10 bar
Note on U1003: [Comentario encadenado] Su versión de Excel le permite leer este comentario encadenado; sin embargo, las ediciones que se apliquen se quitarán si el archivo se abre en una versión más reciente de Excel. Más información: https://go.microsoft.com/fwlink/?linkid=870924 Comentario: No refrigerant. Filled with dry nitrogen (N2): iCOOL ~3 bar, iCORE ~10 bar
Note on U1004: [Comentario encadenado] Su versión de Excel le permite leer este comentario encadenado; sin embargo, las ediciones que se apliquen se quitarán si el archivo se abre en una versión más reciente de Excel. Más información: https://go.microsoft.com/fwlink/?linkid=870924 Comentario: No refrigerant. Filled with dry nitrogen (N2): iCOOL ~3 bar, iCORE ~10 bar
Note on U1005: [Comentario encadenado] Su versión de Excel le permite leer este comentario encadenado; sin embargo, las ediciones que se apliquen se quitarán si el archivo se abre en una versión más reciente de Excel. Más información: https://go.microsoft.com/fwlink/?linkid=870924 Comentario: No refrigerant. Filled with dry nitrogen (N2): iCOOL ~3 bar, iCORE ~10 bar
Note on U1006: [Comentario encadenado] Su versión de Excel le permite leer este comentario encadenado; sin embargo, las ediciones que se apliquen se quitarán si el archivo se abre en una versión más reciente de Excel. Más información: https://go.microsoft.com/fwlink/?linkid=870924 Comentario: No refrigerant. Filled with dry nitrogen (N2): iCOOL ~3 bar, iCORE ~10 bar
Note on U1007: [Comentario encadenado] Su versión de Excel le permite leer este comentario encadenado; sin embargo, las ediciones que se apliquen se quitarán si el archivo se abre en una versión más reciente de Excel. Más información: https://go.microsoft.com/fwlink/?linkid=870924 Comentario: No refrigerant. Filled with dry nitrogen (N2): iCOOL ~3 bar, iCORE ~10 bar
Note on U1008: [Comentario encadenado] Su versión de Excel le permite leer este comentario encadenado; sin embargo, las ediciones que se apliquen se quitarán si el archivo se abre en una versión más reciente de Excel. Más información: https://go.microsoft.com/fwlink/?linkid=870924 Comentario: No refrigerant. Filled with dry nitrogen (N2): iCOOL ~3 bar, iCORE ~10 bar
Note on U1009: [Comentario encadenado] Su versión de Excel le permite leer este comentario encadenado; sin embargo, las ediciones que se apliquen se quitarán si el archivo se abre en una versión más reciente de Excel. Más información: https://go.microsoft.com/fwlink/?linkid=870924 Comentario: No refrigerant. Filled with dry nitrogen (N2): iCOOL ~3 bar, iCORE ~10 bar
Note on U1010: [Comentario encadenado] Su versión de Excel le permite leer este comentario encadenado; sin embargo, las ediciones que se apliquen se quitarán si el archivo se abre en una versión más reciente de Excel. Más información: https://go.microsoft.com/fwlink/?linkid=870924 Comentario: No refrigerant. Filled with dry nitrogen (N2): iCOOL ~3 bar, iCORE ~10 bar
Note on U1011: [Comentario encadenado] Su versión de Excel le permite leer este comentario encadenado; sin embargo, las ediciones que se apliquen se quitarán si el archivo se abre en una versión más reciente de Excel. Más información: https://go.microsoft.com/fwlink/?linkid=870924 Comentario: No refrigerant. Filled with dry nitrogen (N2): iCOOL ~3 bar, iCORE ~10 bar
Note on U1012: [Comentario encadenado] Su versión de Excel le permite leer este comentario encadenado; sin embargo, las ediciones que se apliquen se quitarán si el archivo se abre en una versión más reciente de Excel. Más información: https://go.microsoft.com/fwlink/?linkid=870924 Comentario: No refrigerant. Filled with dry nitrogen (N2): iCOOL ~3 bar, iCORE ~10 bar
Note on U1013: [Comentario encadenado] Su versión de Excel le permite leer este comentario encadenado; sin embargo, las ediciones que se apliquen se quitarán si el archivo se abre en una versión más reciente de Excel. Más información: https://go.microsoft.com/fwlink/?linkid=870924 Comentario: No refrigerant. Filled with dry nitrogen (N2): iCOOL ~3 bar, iCORE ~10 bar
Note on U1014: [Comentario encadenado] Su versión de Excel le permite leer este comentario encadenado; sin embargo, las ediciones que se apliquen se quitarán si el archivo se abre en una versión más reciente de Excel. Más información: https://go.microsoft.com/fwlink/?linkid=870924 Comentario: No refrigerant. Filled with dry nitrogen (N2): iCOOL ~3 bar, iCORE ~10 bar
Note on U1015: [Comentario encadenado] Su versión de Excel le permite leer este comentario encadenado; sin embargo, las ediciones que se apliquen se quitarán si el archivo se abre en una versión más reciente de Excel. Más información: https://go.microsoft.com/fwlink/?linkid=870924 Comentario: No refrigerant. Filled with dry nitrogen (N2): iCOOL ~3 bar, iCORE ~10 bar
Note on U1016: [Comentario encadenado] Su versión de Excel le permite leer este comentario encadenado; sin embargo, las ediciones que se apliquen se quitarán si el archivo se abre en una versión más reciente de Excel. Más información: https://go.microsoft.com/fwlink/?linkid=870924 Comentario: No refrigerant. Filled with dry nitrogen (N2): iCOOL ~3 bar, iCORE ~10 bar
Note on U1017: [Comentario encadenado] Su versión de Excel le permite leer este comentario encadenado; sin embargo, las ediciones que se apliquen se quitarán si el archivo se abre en una versión más reciente de Excel. Más información: https://go.microsoft.com/fwlink/?linkid=870924 Comentario: No refrigerant. Filled with dry nitrogen (N2): iCOOL ~3 bar, iCORE ~10 bar
Note on U1018: [Comentario encadenado] Su versión de Excel le permite leer este comentario encadenado; sin embargo, las ediciones que se apliquen se quitarán si el archivo se abre en una versión más reciente de Excel. Más información: https://go.microsoft.com/fwlink/?linkid=870924 Comentario: No refrigerant. Filled with dry nitrogen (N2): iCOOL ~3 bar, iCORE ~10 bar
Note on U1019: [Comentario encadenado] Su versión de Excel le permite leer este comentario encadenado; sin embargo, las ediciones que se apliquen se quitarán si el archivo se abre en una versión más reciente de Excel. Más información: https://go.microsoft.com/fwlink/?linkid=870924 Comentario: No refrigerant. Filled with dry nitrogen (N2): iCOOL ~3 bar, iCORE ~10 bar
Note on U1020: [Comentario encadenado] Su versión de Excel le permite leer este comentario encadenado; sin embargo, las ediciones que se apliquen se quitarán si el archivo se abre en una versión más reciente de Excel. Más información: https://go.microsoft.com/fwlink/?linkid=870924 Comentario: No refrigerant. Filled with dry nitrogen (N2): iCOOL ~3 bar, iCORE ~10 bar
Note on U1021: [Comentario encadenado] Su versión de Excel le permite leer este comentario encadenado; sin embargo, las ediciones que se apliquen se quitarán si el archivo se abre en una versión más reciente de Excel. Más información: https://go.microsoft.com/fwlink/?linkid=870924 Comentario: No refrigerant. Filled with dry nitrogen (N2): iCOOL ~3 bar, iCORE ~10 bar
Note on U1022: [Comentario encadenado] Su versión de Excel le permite leer este comentario encadenado; sin embargo, las ediciones que se apliquen se quitarán si el archivo se abre en una versión más reciente de Excel. Más información: https://go.microsoft.com/fwlink/?linkid=870924 Comentario: No refrigerant. Filled with dry nitrogen (N2): iCOOL ~3 bar, iCORE ~10 bar
Note on U1023: [Comentario encadenado] Su versión de Excel le permite leer este comentario encadenado; sin embargo, las ediciones que se apliquen se quitarán si el archivo se abre en una versión más reciente de Excel. Más información: https://go.microsoft.com/fwlink/?linkid=870924 Comentario: No refrigerant. Filled with dry nitrogen (N2): iCOOL ~3 bar, iCORE ~10 bar
Note on U1024: [Comentario encadenado] Su versión de Excel le permite leer este comentario encadenado; sin embargo, las ediciones que se apliquen se quitarán si el archivo se abre en una versión más reciente de Excel. Más información: https://go.microsoft.com/fwlink/?linkid=870924 Comentario: No refrigerant. Filled with dry nitrogen (N2): iCOOL ~3 bar, iCORE ~10 bar
Note on U1025: [Comentario encadenado] Su versión de Excel le permite leer este comentario encadenado; sin embargo, las ediciones que se apliquen se quitarán si el archivo se abre en una versión más reciente de Excel. Más información: https://go.microsoft.com/fwlink/?linkid=870924 Comentario: No refrigerant. Filled with dry nitrogen (N2): iCOOL ~3 bar, iCORE ~10 bar
Note on U1026: [Comentario encadenado] Su versión de Excel le permite leer este comentario encadenado; sin embargo, las ediciones que se apliquen se quitarán si el archivo se abre en una versión más reciente de Excel. Más información: https://go.microsoft.com/fwlink/?linkid=870924 Comentario: No refrigerant. Filled with dry nitrogen (N2): iCOOL ~3 bar, iCORE ~10 bar
Note on U1027: [Comentario encadenado] Su versión de Excel le permite leer este comentario encadenado; sin embargo, las ediciones que se apliquen se quitarán si el archivo se abre en una versión más reciente de Excel. Más información: https://go.microsoft.com/fwlink/?linkid=870924 Comentario: No refrigerant. Filled with dry nitrogen (N2): iCOOL ~3 bar, iCORE ~10 bar
Note on U1028: [Comentario encadenado] Su versión de Excel le permite leer este comentario encadenado; sin embargo, las ediciones que se apliquen se quitarán si el archivo se abre en una versión más reciente de Excel. Más información: https://go.microsoft.com/fwlink/?linkid=870924 Comentario: No refrigerant. Filled with dry nitrogen (N2): iCOOL ~3 bar, iCORE ~10 bar
Note on U1029: [Comentario encadenado] Su versión de Excel le permite leer este comentario encadenado; sin embargo, las ediciones que se apliquen se quitarán si el archivo se abre en una versión más reciente de Excel. Más información: https://go.microsoft.com/fwlink/?linkid=870924 Comentario: No refrigerant. Filled with dry nitrogen (N2): iCOOL ~3 bar, iCORE ~10 bar
Note on U1030: [Comentario encadenado] Su versión de Excel le permite leer este comentario encadenado; sin embargo, las ediciones que se apliquen se quitarán si el archivo se abre en una versión más reciente de Excel. Más información: https://go.microsoft.com/fwlink/?linkid=870924 Comentario: No refrigerant. Filled with dry nitrogen (N2): iCOOL ~3 bar, iCORE ~10 bar
Note on U1031: [Comentario encadenado] Su versión de Excel le permite leer este comentario encadenado; sin embargo, las ediciones que se apliquen se quitarán si el archivo se abre en una versión más reciente de Excel. Más información: https://go.microsoft.com/fwlink/?linkid=870924 Comentario: No refrigerant. Filled with dry nitrogen (N2): iCOOL ~3 bar, iCORE ~10 bar
Note on U1032: [Comentario encadenado] Su versión de Excel le permite leer este comentario encadenado; sin embargo, las ediciones que se apliquen se quitarán si el archivo se abre en una versión más reciente de Excel. Más información: https://go.microsoft.com/fwlink/?linkid=870924 Comentario: No refrigerant. Filled with dry nitrogen (N2): iCOOL ~3 bar, iCORE ~10 bar
Note on U1033: [Comentario encadenado] Su versión de Excel le permite leer este comentario encadenado; sin embargo, las ediciones que se apliquen se quitarán si el archivo se abre en una versión más reciente de Excel. Más información: https://go.microsoft.com/fwlink/?linkid=870924 Comentario: No refrigerant. Filled with dry nitrogen (N2): iCOOL ~3 bar, iCORE ~10 bar
Note on U1034: [Comentario encadenado] Su versión de Excel le permite leer este comentario encadenado; sin embargo, las ediciones que se apliquen se quitarán si el archivo se abre en una versión más reciente de Excel. Más información: https://go.microsoft.com/fwlink/?linkid=870924 Comentario: No refrigerant. Filled with dry nitrogen (N2): iCOOL ~3 bar, iCORE ~10 bar
Note on U1035: [Comentario encadenado] Su versión de Excel le permite leer este comentario encadenado; sin embargo, las ediciones que se apliquen se quitarán si el archivo se abre en una versión más reciente de Excel. Más información: https://go.microsoft.com/fwlink/?linkid=870924 Comentario: No refrigerant. Filled with dry nitrogen (N2): iCOOL ~3 bar, iCORE ~10 bar
Note on U1036: [Comentario encadenado] Su versión de Excel le permite leer este comentario encadenado; sin embargo, las ediciones que se apliquen se quitarán si el archivo se abre en una versión más reciente de Excel. Más información: https://go.microsoft.com/fwlink/?linkid=870924 Comentario: No refrigerant. Filled with dry nitrogen (N2): iCOOL ~3 bar, iCORE ~10 bar
Note on U1037: [Comentario encadenado] Su versión de Excel le permite leer este comentario encadenado; sin embargo, las ediciones que se apliquen se quitarán si el archivo se abre en una versión más reciente de Excel. Más información: https://go.microsoft.com/fwlink/?linkid=870924 Comentario: No refrigerant. Filled with dry nitrogen (N2): iCOOL ~3 bar, iCORE ~10 bar
Note on U1038: [Comentario encadenado] Su versión de Excel le permite leer este comentario encadenado; sin embargo, las ediciones que se apliquen se quitarán si el archivo se abre en una versión más reciente de Excel. Más información: https://go.microsoft.com/fwlink/?linkid=870924 Comentario: No refrigerant. Filled with dry nitrogen (N2): iCOOL ~3 bar, iCORE ~10 bar
Note on U1039: [Comentario encadenado] Su versión de Excel le permite leer este comentario encadenado; sin embargo, las ediciones que se apliquen se quitarán si el archivo se abre en una versión más reciente de Excel. Más información: https://go.microsoft.com/fwlink/?linkid=870924 Comentario: No refrigerant. Filled with dry nitrogen (N2): iCOOL ~3 bar, iCORE ~10 bar
Note on U1040: [Comentario encadenado] Su versión de Excel le permite leer este comentario encadenado; sin embargo, las ediciones que se apliquen se quitarán si el archivo se abre en una versión más reciente de Excel. Más información: https://go.microsoft.com/fwlink/?linkid=870924 Comentario: No refrigerant. Filled with dry nitrogen (N2): iCOOL ~3 bar, iCORE ~10 bar
Note on U1041: [Comentario encadenado] Su versión de Excel le permite leer este comentario encadenado; sin embargo, las ediciones que se apliquen se quitarán si el archivo se abre en una versión más reciente de Excel. Más información: https://go.microsoft.com/fwlink/?linkid=870924 Comentario: No refrigerant. Filled with dry nitrogen (N2): iCOOL ~3 bar, iCORE ~10 bar
Note on U1042: [Comentario encadenado] Su versión de Excel le permite leer este comentario encadenado; sin embargo, las ediciones que se apliquen se quitarán si el archivo se abre en una versión más reciente de Excel. Más información: https://go.microsoft.com/fwlink/?linkid=870924 Comentario: No refrigerant. Filled with dry nitrogen (N2): iCOOL ~3 bar, iCORE ~10 bar
Note on U1043: [Comentario encadenado] Su versión de Excel le permite leer este comentario encadenado; sin embargo, las ediciones que se apliquen se quitarán si el archivo se abre en una versión más reciente de Excel. Más información: https://go.microsoft.com/fwlink/?linkid=870924 Comentario: No refrigerant. Filled with dry nitrogen (N2): iCOOL ~3 bar, iCORE ~10 bar
Note on U1044: [Comentario encadenado] Su versión de Excel le permite leer este comentario encadenado; sin embargo, las ediciones que se apliquen se quitarán si el archivo se abre en una versión más reciente de Excel. Más información: https://go.microsoft.com/fwlink/?linkid=870924 Comentario: No refrigerant. Filled with dry nitrogen (N2): iCOOL ~3 bar, iCORE ~10 bar
Note on U1045: [Comentario encadenado] Su versión de Excel le permite leer este comentario encadenado; sin embargo, las ediciones que se apliquen se quitarán si el archivo se abre en una versión más reciente de Excel. Más información: https://go.microsoft.com/fwlink/?linkid=870924 Comentario: No refrigerant. Filled with dry nitrogen (N2): iCOOL ~3 bar, iCORE ~10 bar
Note on U1046: [Comentario encadenado] Su versión de Excel le permite leer este comentario encadenado; sin embargo, las ediciones que se apliquen se quitarán si el archivo se abre en una versión más reciente de Excel. Más información: https://go.microsoft.com/fwlink/?linkid=870924 Comentario: No refrigerant. Filled with dry nitrogen (N2): iCOOL ~3 bar, iCORE ~10 bar
Note on U1047: [Comentario encadenado] Su versión de Excel le permite leer este comentario encadenado; sin embargo, las ediciones que se apliquen se quitarán si el archivo se abre en una versión más reciente de Excel. Más información: https://go.microsoft.com/fwlink/?linkid=870924 Comentario: No refrigerant. Filled with dry nitrogen (N2): iCOOL ~3 bar, iCORE ~10 bar
Note on U1048: [Comentario encadenado] Su versión de Excel le permite leer este comentario encadenado; sin embargo, las ediciones que se apliquen se quitarán si el archivo se abre en una versión más reciente de Excel. Más información: https://go.microsoft.com/fwlink/?linkid=870924 Comentario: No refrigerant. Filled with dry nitrogen (N2): iCOOL ~3 bar, iCORE ~10 bar
Note on U1049: [Comentario encadenado] Su versión de Excel le permite leer este comentario encadenado; sin embargo, las ediciones que se apliquen se quitarán si el archivo se abre en una versión más reciente de Excel. Más información: https://go.microsoft.com/fwlink/?linkid=870924 Comentario: No refrigerant. Filled with dry nitrogen (N2): iCOOL ~3 bar, iCORE ~10 bar
Note on U1050: [Comentario encadenado] Su versión de Excel le permite leer este comentario encadenado; sin embargo, las ediciones que se apliquen se quitarán si el archivo se abre en una versión más reciente de Excel. Más información: https://go.microsoft.com/fwlink/?linkid=870924 Comentario: No refrigerant. Filled with dry nitrogen (N2): iCOOL ~3 bar, iCORE ~10 bar
Note on U1051: [Comentario encadenado] Su versión de Excel le permite leer este comentario encadenado; sin embargo, las ediciones que se apliquen se quitarán si el archivo se abre en una versión más reciente de Excel. Más información: https://go.microsoft.com/fwlink/?linkid=870924 Comentario: No refrigerant. Filled with dry nitrogen (N2): iCOOL ~3 bar, iCORE ~10 bar
Note on U1052: [Comentario encadenado] Su versión de Excel le permite leer este comentario encadenado; sin embargo, las ediciones que se apliquen se quitarán si el archivo se abre en una versión más reciente de Excel. Más información: https://go.microsoft.com/fwlink/?linkid=870924 Comentario: No refrigerant. Filled with dry nitrogen (N2): iCOOL ~3 bar, iCORE ~10 bar
Note on U1053: [Comentario encadenado] Su versión de Excel le permite leer este comentario encadenado; sin embargo, las ediciones que se apliquen se quitarán si el archivo se abre en una versión más reciente de Excel. Más información: https://go.microsoft.com/fwlink/?linkid=870924 Comentario: No refrigerant. Filled with dry nitrogen (N2): iCOOL ~3 bar, iCORE ~10 bar
Note on U1054: [Comentario encadenado] Su versión de Excel le permite leer este comentario encadenado; sin embargo, las ediciones que se apliquen se quitarán si el archivo se abre en una versión más reciente de Excel. Más información: https://go.microsoft.com/fwlink/?linkid=870924 Comentario: No refrigerant. Filled with dry nitrogen (N2): iCOOL ~3 bar, iCORE ~10 bar
Note on U1055: [Comentario encadenado] Su versión de Excel le permite leer este comentario encadenado; sin embargo, las ediciones que se apliquen se quitarán si el archivo se abre en una versión más reciente de Excel. Más información: https://go.microsoft.com/fwlink/?linkid=870924 Comentario: No refrigerant. Filled with dry nitrogen (N2): iCOOL ~3 bar, iCORE ~10 bar
Note on U1056: [Comentario encadenado] Su versión de Excel le permite leer este comentario encadenado; sin embargo, las ediciones que se apliquen se quitarán si el archivo se abre en una versión más reciente de Excel. Más información: https://go.microsoft.com/fwlink/?linkid=870924 Comentario: No refrigerant. Filled with dry nitrogen (N2): iCOOL ~3 bar, iCORE ~10 bar
Note on U1057: [Comentario encadenado] Su versión de Excel le permite leer este comentario encadenado; sin embargo, las ediciones que se apliquen se quitarán si el archivo se abre en una versión más reciente de Excel. Más información: https://go.microsoft.com/fwlink/?linkid=870924 Comentario: No refrigerant. Filled with dry nitrogen (N2): iCOOL ~3 bar, iCORE ~10 bar
Note on U1058: [Comentario encadenado] Su versión de Excel le permite leer este comentario encadenado; sin embargo, las ediciones que se apliquen se quitarán si el archivo se abre en una versión más reciente de Excel. Más información: https://go.microsoft.com/fwlink/?linkid=870924 Comentario: No refrigerant. Filled with dry nitrogen (N2): iCOOL ~3 bar, iCORE ~10 bar
Note on U1059: [Comentario encadenado] Su versión de Excel le permite leer este comentario encadenado; sin embargo, las ediciones que se apliquen se quitarán si el archivo se abre en una versión más reciente de Excel. Más información: https://go.microsoft.com/fwlink/?linkid=870924 Comentario: No refrigerant. Filled with dry nitrogen (N2): iCOOL ~3 bar, iCORE ~10 bar
Note on U1060: [Comentario encadenado] Su versión de Excel le permite leer este comentario encadenado; sin embargo, las ediciones que se apliquen se quitarán si el archivo se abre en una versión más reciente de Excel. Más información: https://go.microsoft.com/fwlink/?linkid=870924 Comentario: No refrigerant. Filled with dry nitrogen (N2): iCOOL ~3 bar, iCORE ~10 bar
Note on U1061: [Comentario encadenado] Su versión de Excel le permite leer este comentario encadenado; sin embargo, las ediciones que se apliquen se quitarán si el archivo se abre en una versión más reciente de Excel. Más información: https://go.microsoft.com/fwlink/?linkid=870924 Comentario: No refrigerant. Filled with dry nitrogen (N2): iCOOL ~3 bar, iCORE ~10 bar
Note on U1062: [Comentario encadenado] Su versión de Excel le permite leer este comentario encadenado; sin embargo, las ediciones que se apliquen se quitarán si el archivo se abre en una versión más reciente de Excel. Más información: https://go.microsoft.com/fwlink/?linkid=870924 Comentario: No refrigerant. Filled with dry nitrogen (N2): iCOOL ~3 bar, iCORE ~10 bar
Note on U1063: [Comentario encadenado] Su versión de Excel le permite leer este comentario encadenado; sin embargo, las ediciones que se apliquen se quitarán si el archivo se abre en una versión más reciente de Excel. Más información: https://go.microsoft.com/fwlink/?linkid=870924 Comentario: No refrigerant. Filled with dry nitrogen (N2): iCOOL ~3 bar, iCORE ~10 bar
Note on U1064: [Comentario encadenado] Su versión de Excel le permite leer este comentario encadenado; sin embargo, las ediciones que se apliquen se quitarán si el archivo se abre en una versión más reciente de Excel. Más información: https://go.microsoft.com/fwlink/?linkid=870924 Comentario: No refrigerant. Filled with dry nitrogen (N2): iCOOL ~3 bar, iCORE ~10 bar
Note on U1065: [Comentario encadenado] Su versión de Excel le permite leer este comentario encadenado; sin embargo, las ediciones que se apliquen se quitarán si el archivo se abre en una versión más reciente de Excel. Más información: https://go.microsoft.com/fwlink/?linkid=870924 Comentario: No refrigerant. Filled with dry nitrogen (N2): iCOOL ~3 bar, iCORE ~10 bar
Note on U1066: [Comentario encadenado] Su versión de Excel le permite leer este comentario encadenado; sin embargo, las ediciones que se apliquen se quitarán si el archivo se abre en una versión más reciente de Excel. Más información: https://go.microsoft.com/fwlink/?linkid=870924 Comentario: No refrigerant. Filled with dry nitrogen (N2): iCOOL ~3 bar, iCORE ~10 bar
Note on U1067: [Comentario encadenado] Su versión de Excel le permite leer este comentario encadenado; sin embargo, las ediciones que se apliquen se quitarán si el archivo se abre en una versión más reciente de Excel. Más información: https://go.microsoft.com/fwlink/?linkid=870924 Comentario: No refrigerant. Filled with dry nitrogen (N2): iCOOL ~3 bar, iCORE ~10 bar
Note on U1068: [Comentario encadenado] Su versión de Excel le permite leer este comentario encadenado; sin embargo, las ediciones que se apliquen se quitarán si el archivo se abre en una versión más reciente de Excel. Más información: https://go.microsoft.com/fwlink/?linkid=870924 Comentario: No refrigerant. Filled with dry nitrogen (N2): iCOOL ~3 bar, iCORE ~10 bar
Note on U1069: [Comentario encadenado] Su versión de Excel le permite leer este comentario encadenado; sin embargo, las ediciones que se apliquen se quitarán si el archivo se abre en una versión más reciente de Excel. Más información: https://go.microsoft.com/fwlink/?linkid=870924 Comentario: No refrigerant. Filled with dry nitrogen (N2): iCOOL ~3 bar, iCORE ~10 bar
Note on U1070: [Comentario encadenado] Su versión de Excel le permite leer este comentario encadenado; sin embargo, las ediciones que se apliquen se quitarán si el archivo se abre en una versión más reciente de Excel. Más información: https://go.microsoft.com/fwlink/?linkid=870924 Comentario: No refrigerant. Filled with dry nitrogen (N2): iCOOL ~3 bar, iCORE ~10 bar
Note on U1071: [Comentario encadenado] Su versión de Excel le permite leer este comentario encadenado; sin embargo, las ediciones que se apliquen se quitarán si el archivo se abre en una versión más reciente de Excel. Más información: https://go.microsoft.com/fwlink/?linkid=870924 Comentario: No refrigerant. Filled with dry nitrogen (N2): iCOOL ~3 bar, iCORE ~10 bar
Note on U1072: [Comentario encadenado] Su versión de Excel le permite leer este comentario encadenado; sin embargo, las ediciones que se apliquen se quitarán si el archivo se abre en una versión más reciente de Excel. Más información: https://go.microsoft.com/fwlink/?linkid=870924 Comentario: No refrigerant. Filled with dry nitrogen (N2): iCOOL ~3 bar, iCORE ~10 bar
Note on U1073: [Comentario encadenado] Su versión de Excel le permite leer este comentario encadenado; sin embargo, las ediciones que se apliquen se quitarán si el archivo se abre en una versión más reciente de Excel. Más información: https://go.microsoft.com/fwlink/?linkid=870924 Comentario: No refrigerant. Filled with dry nitrogen (N2): iCOOL ~3 bar, iCORE ~10 bar
Note on U1074: [Comentario encadenado] Su versión de Excel le permite leer este comentario encadenado; sin embargo, las ediciones que se apliquen se quitarán si el archivo se abre en una versión más reciente de Excel. Más información: https://go.microsoft.com/fwlink/?linkid=870924 Comentario: No refrigerant. Filled with dry nitrogen (N2): iCOOL ~3 bar, iCORE ~10 bar
Note on U1075: [Comentario encadenado] Su versión de Excel le permite leer este comentario encadenado; sin embargo, las ediciones que se apliquen se quitarán si el archivo se abre en una versión más reciente de Excel. Más información: https://go.microsoft.com/fwlink/?linkid=870924 Comentario: No refrigerant. Filled with dry nitrogen (N2): iCOOL ~3 bar, iCORE ~10 bar
Note on U1076: [Comentario encadenado] Su versión de Excel le permite leer este comentario encadenado; sin embargo, las ediciones que se apliquen se quitarán si el archivo se abre en una versión más reciente de Excel. Más información: https://go.microsoft.com/fwlink/?linkid=870924 Comentario: No refrigerant. Filled with dry nitrogen (N2): iCOOL ~3 bar, iCORE ~10 bar
Note on U1077: [Comentario encadenado] Su versión de Excel le permite leer este comentario encadenado; sin embargo, las ediciones que se apliquen se quitarán si el archivo se abre en una versión más reciente de Excel. Más información: https://go.microsoft.com/fwlink/?linkid=870924 Comentario: No refrigerant. Filled with dry nitrogen (N2): iCOOL ~3 bar, iCORE ~10 bar
Note on U1078: [Comentario encadenado] Su versión de Excel le permite leer este comentario encadenado; sin embargo, las ediciones que se apliquen se quitarán si el archivo se abre en una versión más reciente de Excel. Más información: https://go.microsoft.com/fwlink/?linkid=870924 Comentario: No refrigerant. Filled with dry nitrogen (N2): iCOOL ~3 bar, iCORE ~10 bar
Note on U1079: [Comentario encadenado] Su versión de Excel le permite leer este comentario encadenado; sin embargo, las ediciones que se apliquen se quitarán si el archivo se abre en una versión más reciente de Excel. Más información: https://go.microsoft.com/fwlink/?linkid=870924 Comentario: No refrigerant. Filled with dry nitrogen (N2): iCOOL ~3 bar, iCORE ~10 bar
Note on U1080: [Comentario encadenado] Su versión de Excel le permite leer este comentario encadenado; sin embargo, las ediciones que se apliquen se quitarán si el archivo se abre en una versión más reciente de Excel. Más información: https://go.microsoft.com/fwlink/?linkid=870924 Comentario: No refrigerant. Filled with dry nitrogen (N2): iCOOL ~3 bar, iCORE ~10 bar
Note on U1081: [Comentario encadenado] Su versión de Excel le permite leer este comentario encadenado; sin embargo, las ediciones que se apliquen se quitarán si el archivo se abre en una versión más reciente de Excel. Más información: https://go.microsoft.com/fwlink/?linkid=870924 Comentario: No refrigerant. Filled with dry nitrogen (N2): iCOOL ~3 bar, iCORE ~10 bar
Note on U1082: [Comentario encadenado] Su versión de Excel le permite leer este comentario encadenado; sin embargo, las ediciones que se apliquen se quitarán si el archivo se abre en una versión más reciente de Excel. Más información: https://go.microsoft.com/fwlink/?linkid=870924 Comentario: No refrigerant. Filled with dry nitrogen (N2): iCOOL ~3 bar, iCORE ~10 bar
Note on U1083: [Comentario encadenado] Su versión de Excel le permite leer este comentario encadenado; sin embargo, las ediciones que se apliquen se quitarán si el archivo se abre en una versión más reciente de Excel. Más información: https://go.microsoft.com/fwlink/?linkid=870924 Comentario: No refrigerant. Filled with dry nitrogen (N2): iCOOL ~3 bar, iCORE ~10 bar
Note on U1084: [Comentario encadenado] Su versión de Excel le permite leer este comentario encadenado; sin embargo, las ediciones que se apliquen se quitarán si el archivo se abre en una versión más reciente de Excel. Más información: https://go.microsoft.com/fwlink/?linkid=870924 Comentario: No refrigerant. Filled with dry nitrogen (N2): iCOOL ~3 bar, iCORE ~10 bar
Note on U1085: [Comentario encadenado] Su versión de Excel le permite leer este comentario encadenado; sin embargo, las ediciones que se apliquen se quitarán si el archivo se abre en una versión más reciente de Excel. Más información: https://go.microsoft.com/fwlink/?linkid=870924 Comentario: No refrigerant. Filled with dry nitrogen (N2): iCOOL ~3 bar, iCORE ~10 bar
Note on U1086: [Comentario encadenado] Su versión de Excel le permite leer este comentario encadenado; sin embargo, las ediciones que se apliquen se quitarán si el archivo se abre en una versión más reciente de Excel. Más información: https://go.microsoft.com/fwlink/?linkid=870924 Comentario: No refrigerant. Filled with dry nitrogen (N2): iCOOL ~3 bar, iCORE ~10 bar
Note on U1087: [Comentario encadenado] Su versión de Excel le permite leer este comentario encadenado; sin embargo, las ediciones que se apliquen se quitarán si el archivo se abre en una versión más reciente de Excel. Más información: https://go.microsoft.com/fwlink/?linkid=870924 Comentario: No refrigerant. Filled with dry nitrogen (N2): iCOOL ~3 bar, iCORE ~10 bar
Note on U1088: [Comentario encadenado] Su versión de Excel le permite leer este comentario encadenado; sin embargo, las ediciones que se apliquen se quitarán si el archivo se abre en una versión más reciente de Excel. Más información: https://go.microsoft.com/fwlink/?linkid=870924 Comentario: No refrigerant. Filled with dry nitrogen (N2): iCOOL ~3 bar, iCORE ~10 bar
Note on U1089: [Comentario encadenado] Su versión de Excel le permite leer este comentario encadenado; sin embargo, las ediciones que se apliquen se quitarán si el archivo se abre en una versión más reciente de Excel. Más información: https://go.microsoft.com/fwlink/?linkid=870924 Comentario: No refrigerant. Filled with dry nitrogen (N2): iCOOL ~3 bar, iCORE ~10 bar
Note on U1090: [Comentario encadenado] Su versión de Excel le permite leer este comentario encadenado; sin embargo, las ediciones que se apliquen se quitarán si el archivo se abre en una versión más reciente de Excel. Más información: https://go.microsoft.com/fwlink/?linkid=870924 Comentario: No refrigerant. Filled with dry nitrogen (N2): iCOOL ~3 bar, iCORE ~10 bar
Note on U1091: [Comentario encadenado] Su versión de Excel le permite leer este comentario encadenado; sin embargo, las ediciones que se apliquen se quitarán si el archivo se abre en una versión más reciente de Excel. Más información: https://go.microsoft.com/fwlink/?linkid=870924 Comentario: No refrigerant. Filled with dry nitrogen (N2): iCOOL ~3 bar, iCORE ~10 bar
Note on U1092: [Comentario encadenado] Su versión de Excel le permite leer este comentario encadenado; sin embargo, las ediciones que se apliquen se quitarán si el archivo se abre en una versión más reciente de Excel. Más información: https://go.microsoft.com/fwlink/?linkid=870924 Comentario: No refrigerant. Filled with dry nitrogen (N2): iCOOL ~3 bar, iCORE ~10 bar
Note on U1093: [Comentario encadenado] Su versión de Excel le permite leer este comentario encadenado; sin embargo, las ediciones que se apliquen se quitarán si el archivo se abre en una versión más reciente de Excel. Más información: https://go.microsoft.com/fwlink/?linkid=870924 Comentario: No refrigerant. Filled with dry nitrogen (N2): iCOOL ~3 bar, iCORE ~10 bar
Note on U1094: [Comentario encadenado] Su versión de Excel le permite leer este comentario encadenado; sin embargo, las ediciones que se apliquen se quitarán si el archivo se abre en una versión más reciente de Excel. Más información: https://go.microsoft.com/fwlink/?linkid=870924 Comentario: No refrigerant. Filled with dry nitrogen (N2): iCOOL ~3 bar, iCORE ~10 bar
Note on U1095: [Comentario encadenado] Su versión de Excel le permite leer este comentario encadenado; sin embargo, las ediciones que se apliquen se quitarán si el archivo se abre en una versión más reciente de Excel. Más información: https://go.microsoft.com/fwlink/?linkid=870924 Comentario: No refrigerant. Filled with dry nitrogen (N2): iCOOL ~3 bar, iCORE ~10 bar
Note on U1096: [Comentario encadenado] Su versión de Excel le permite leer este comentario encadenado; sin embargo, las ediciones que se apliquen se quitarán si el archivo se abre en una versión más reciente de Excel. Más información: https://go.microsoft.com/fwlink/?linkid=870924 Comentario: No refrigerant. Filled with dry nitrogen (N2): iCOOL ~3 bar, iCORE ~10 bar
Note on U1097: [Comentario encadenado] Su versión de Excel le permite leer este comentario encadenado; sin embargo, las ediciones que se apliquen se quitarán si el archivo se abre en una versión más reciente de Excel. Más información: https://go.microsoft.com/fwlink/?linkid=870924 Comentario: No refrigerant. Filled with dry nitrogen (N2): iCOOL ~3 bar, iCORE ~10 bar
Note on U1098: [Comentario encadenado] Su versión de Excel le permite leer este comentario encadenado; sin embargo, las ediciones que se apliquen se quitarán si el archivo se abre en una versión más reciente de Excel. Más información: https://go.microsoft.com/fwlink/?linkid=870924 Comentario: No refrigerant. Filled with dry nitrogen (N2): iCOOL ~3 bar, iCORE ~10 bar
Note on U1099: [Comentario encadenado] Su versión de Excel le permite leer este comentario encadenado; sin embargo, las ediciones que se apliquen se quitarán si el archivo se abre en una versión más reciente de Excel. Más información: https://go.microsoft.com/fwlink/?linkid=870924 Comentario: No refrigerant. Filled with dry nitrogen (N2): iCOOL ~3 bar, iCORE ~10 bar
Note on U1100: [Comentario encadenado] Su versión de Excel le permite leer este comentario encadenado; sin embargo, las ediciones que se apliquen se quitarán si el archivo se abre en una versión más reciente de Excel. Más información: https://go.microsoft.com/fwlink/?linkid=870924 Comentario: No refrigerant. Filled with dry nitrogen (N2): iCOOL ~3 bar, iCORE ~10 bar
Note on U1101: [Comentario encadenado] Su versión de Excel le permite leer este comentario encadenado; sin embargo, las ediciones que se apliquen se quitarán si el archivo se abre en una versión más reciente de Excel. Más información: https://go.microsoft.com/fwlink/?linkid=870924 Comentario: No refrigerant. Filled with dry nitrogen (N2): iCOOL ~3 bar, iCORE ~10 bar
Note on U1102: [Comentario encadenado] Su versión de Excel le permite leer este comentario encadenado; sin embargo, las ediciones que se apliquen se quitarán si el archivo se abre en una versión más reciente de Excel. Más información: https://go.microsoft.com/fwlink/?linkid=870924 Comentario: No refrigerant. Filled with dry nitrogen (N2): iCOOL ~3 bar, iCORE ~10 bar
Note on U1103: [Comentario encadenado] Su versión de Excel le permite leer este comentario encadenado; sin embargo, las ediciones que se apliquen se quitarán si el archivo se abre en una versión más reciente de Excel. Más información: https://go.microsoft.com/fwlink/?linkid=870924 Comentario: No refrigerant. Filled with dry nitrogen (N2): iCOOL ~3 bar, iCORE ~10 bar
Note on U1104: [Comentario encadenado] Su versión de Excel le permite leer este comentario encadenado; sin embargo, las ediciones que se apliquen se quitarán si el archivo se abre en una versión más reciente de Excel. Más información: https://go.microsoft.com/fwlink/?linkid=870924 Comentario: No refrigerant. Filled with dry nitrogen (N2): iCOOL ~3 bar, iCORE ~10 bar
Note on U1105: [Comentario encadenado] Su versión de Excel le permite leer este comentario encadenado; sin embargo, las ediciones que se apliquen se quitarán si el archivo se abre en una versión más reciente de Excel. Más información: https://go.microsoft.com/fwlink/?linkid=870924 Comentario: No refrigerant. Filled with dry nitrogen (N2): iCOOL ~3 bar, iCORE ~10 bar
Note on U1106: [Comentario encadenado] Su versión de Excel le permite leer este comentario encadenado; sin embargo, las ediciones que se apliquen se quitarán si el archivo se abre en una versión más reciente de Excel. Más información: https://go.microsoft.com/fwlink/?linkid=870924 Comentario: No refrigerant. Filled with dry nitrogen (N2): iCOOL ~3 bar, iCORE ~10 bar
Note on U1107: [Comentario encadenado] Su versión de Excel le permite leer este comentario encadenado; sin embargo, las ediciones que se apliquen se quitarán si el archivo se abre en una versión más reciente de Excel. Más información: https://go.microsoft.com/fwlink/?linkid=870924 Comentario: No refrigerant. Filled with dry nitrogen (N2): iCOOL ~3 bar, iCORE ~10 bar
Note on U1108: [Comentario encadenado] Su versión de Excel le permite leer este comentario encadenado; sin embargo, las ediciones que se apliquen se quitarán si el archivo se abre en una versión más reciente de Excel. Más información: https://go.microsoft.com/fwlink/?linkid=870924 Comentario: No refrigerant. Filled with dry nitrogen (N2): iCOOL ~3 bar, iCORE ~10 bar
Note on U1109: [Comentario encadenado] Su versión de Excel le permite leer este comentario encadenado; sin embargo, las ediciones que se apliquen se quitarán si el archivo se abre en una versión más reciente de Excel. Más información: https://go.microsoft.com/fwlink/?linkid=870924 Comentario: No refrigerant. Filled with dry nitrogen (N2): iCOOL ~3 bar, iCORE ~10 bar
Note on U1110: [Comentario encadenado] Su versión de Excel le permite leer este comentario encadenado; sin embargo, las ediciones que se apliquen se quitarán si el archivo se abre en una versión más reciente de Excel. Más información: https://go.microsoft.com/fwlink/?linkid=870924 Comentario: No refrigerant. Filled with dry nitrogen (N2): iCOOL ~3 bar, iCORE ~10 bar
Note on U1111: [Comentario encadenado] Su versión de Excel le permite leer este comentario encadenado; sin embargo, las ediciones que se apliquen se quitarán si el archivo se abre en una versión más reciente de Excel. Más información: https://go.microsoft.com/fwlink/?linkid=870924 Comentario: No refrigerant. Filled with dry nitrogen (N2): iCOOL ~3 bar, iCORE ~10 bar
Note on U1112: [Comentario encadenado] Su versión de Excel le permite leer este comentario encadenado; sin embargo, las ediciones que se apliquen se quitarán si el archivo se abre en una versión más reciente de Excel. Más información: https://go.microsoft.com/fwlink/?linkid=870924 Comentario: No refrigerant. Filled with dry nitrogen (N2): iCOOL ~3 bar, iCORE ~10 bar
Note on U1113: [Comentario encadenado] Su versión de Excel le permite leer este comentario encadenado; sin embargo, las ediciones que se apliquen se quitarán si el archivo se abre en una versión más reciente de Excel. Más información: https://go.microsoft.com/fwlink/?linkid=870924 Comentario: No refrigerant. Filled with dry nitrogen (N2): iCOOL ~3 bar, iCORE ~10 bar
Note on U1114: [Comentario encadenado] Su versión de Excel le permite leer este comentario encadenado; sin embargo, las ediciones que se apliquen se quitarán si el archivo se abre en una versión más reciente de Excel. Más información: https://go.microsoft.com/fwlink/?linkid=870924 Comentario: No refrigerant. Filled with dry nitrogen (N2): iCOOL ~3 bar, iCORE ~10 bar
Note on U1115: [Comentario encadenado] Su versión de Excel le permite leer este comentario encadenado; sin embargo, las ediciones que se apliquen se quitarán si el archivo se abre en una versión más reciente de Excel. Más información: https://go.microsoft.com/fwlink/?linkid=870924 Comentario: No refrigerant. Filled with dry nitrogen (N2): iCOOL ~3 bar, iCORE ~10 bar
Note on U1116: [Comentario encadenado] Su versión de Excel le permite leer este comentario encadenado; sin embargo, las ediciones que se apliquen se quitarán si el archivo se abre en una versión más reciente de Excel. Más información: https://go.microsoft.com/fwlink/?linkid=870924 Comentario: No refrigerant. Filled with dry nitrogen (N2): iCOOL ~3 bar, iCORE ~10 bar
Note on U1117: [Comentario encadenado] Su versión de Excel le permite leer este comentario encadenado; sin embargo, las ediciones que se apliquen se quitarán si el archivo se abre en una versión más reciente de Excel. Más información: https://go.microsoft.com/fwlink/?linkid=870924 Comentario: No refrigerant. Filled with dry nitrogen (N2): iCOOL ~3 bar, iCORE ~10 bar

## Pricelist Sep25 (hidden)
PRICE LIST 2026
Country | xxx
Currency | EUR
Validity | 01/10/2025 - withdrawal
Prices are without VAT! All prices are subject to change or withdrawal without notice!
[13 empty] | Eco-contribution |  | Logistics data |  |  |  |  | F-Gas
Material | EAN code | Category | Type | Series | Line-up | Description | Short description | Model replaced by | Model replacing | New | Availability | RRP | WEEE | WEEE amount | Gross volume (cm3) | Gross weight (kg) | Height (cm) | Lenght (cm) | Depth (cm) | Refrigerant gas | Refrigerant amount (kg) | GWP | CO2 Eq. (T)
WH-WDG05LE5 | 5025232945603 | A2W | OUTDOOR | a) Bi | LT 1ph | Aquarea High Performance L series R290 5 kW 1ph outdoor unit | Aquarea L series 5 kW 1ph outdoor unit |  |  |  |  | 10000 | Yes | 1 | 772.492 | 107 | 1,170 | 1,090 | 0,600 | R290 | 0.96 | 0.02 | 1.92e-05
WH-WDG07LE5 | 5025232945610 | A2W | OUTDOOR | a) Bi | LT 1ph | Aquarea High Performance L series R290 7 kW 1ph outdoor unit | Aquarea L series 7 kW 1ph outdoor unit | [7 empty] | 772.492 | 107 | 1,160 | 1,090 | 0,600 | R290 | 0.96 | 0.02 | 1.92e-05
WH-WDG09LE5 | 5025232945627 | A2W | OUTDOOR | a) Bi | LT 1ph | Aquarea High Performance L series R290 9 kW 1ph outdoor unit | Aquarea L series 9 kW 1ph outdoor unit | [7 empty] | 772.492 | 106 | 1,160 | 1,090 | 0,600 | R290 | 1 | 0.02 | 2e-05
WH-ADC0509L3E51 | 4010869633796 | A2W | INDOOR | d) All in one | 1ph (COMPACT) | Aquarea All-in-one hydrosplit L series 5-9 kW with 3 kW heater 1ph 120 L | Aquarea L series All-in-one 120 L 1ph |  |  | x | 2025-05-01 |  |  |  | 895.068 | 107 | 1,880 | 0,690 | 0,690 | - | - | - | -
WH-ADC0509L3E5AN1 | 4010869633819 | A2W | INDOOR | d) All in one | 1ph (DK) | Aquarea All-in-one hydrosplit L series 5-9 kW with 3 kW heater 1ph 120 L with electronic anode | Aquarea L series All-in-one 1ph 120 L AN |  |  | x | 2025-07-01 |  |  |  | 895.068 | 107 | 1,880 | 0,690 | 0,690 | - | - | - | -
WH-ADC0509L3E5 | 5025232946617 | A2W | INDOOR | d) All in one | 1ph (COMPACT) | Aquarea All-in-one hydrosplit L series 5-9 kW with 3 kW heater 1ph | Aquarea L series All-in-one 1ph | [7 empty] | 885.546 | 102 | 1,860 | 0,690 | 0,690 | - | - | - | -
WH-ADC0509L3E5AN | 5025232946624 | A2W | INDOOR | d) All in one | 1ph (DK) | Aquarea All-in-one hydrosplit L series 5-9 kW with 3 kW heater 1ph with electronic anode | Aquarea L series All-in-one 1ph AN | [7 empty] | 1.039.554 | 102 | 1,860 | 0,810 | 0,690 | - | - | - | -
WH-ADC0509L3E5B | 5025232946631 | A2W | INDOOR | d) All in one | 1ph (2 ZONE) | Aquarea All-in-one hydrosplit L series 5-9 kW with 3 kW heater 1ph with 2 zone kit | Aquarea L series All-in-one 1ph 2zone | [7 empty] | 890.307 | 110 | 1,870 | 0,690 | 0,690 | - | - | - | -
WH-ADC0509L6E5 | 5025232946655 | A2W | INDOOR | d) All in one | 1ph (COMPACT) | Aquarea All-in-one hydrosplit L series 5-9 kW with 6 kW heater 1ph | Aquarea L series All-in-one 1ph | [7 empty] | 1.073.088 | 135 | 1,920 | 0,810 | 0,690 | - | - | - | -
WH-ADC0509L6E5AN | 5025232946662 | A2W | INDOOR | d) All in one | 1ph (DK) | Aquarea All-in-one hydrosplit L series 5-9 kW with 6 kW heater 1ph with electronic anode | Aquarea L series All-in-one 1ph AN | [7 empty] | 1.073.088 | 135 | 1,920 | 0,810 | 0,690 | - | - | - | -
WH-SDC0509L3E5 | 5025232951338 | A2W | INDOOR | a) Bi | LT 1ph | Aquarea High Performance Hydrobox L series 5-9 kW with 3 kW heater 1ph | Aquarea L series Bibloc 1ph | [7 empty] | 307.188 | 40 | 1,060 | 0,630 | 0,460 | - | - | - | -
WH-SDC0509L6E5 | 5025232951345 | A2W | INDOOR | a) Bi | LT 1ph | Aquarea High Performance Hydrobox L series 5-9 kW with 6 kW heater 1ph | Aquarea L series Bibloc 1ph | [7 empty] | 307.188 | 50 | 1,060 | 0,630 | 0,460 | - | - | - | -
WH-WDG12ME5 | - | A2W | OUTDOOR | a) Bi | LT 1ph | Aquarea High Performance M series R290 12 kW 1ph outdoor unit | Aquarea M series 12 kW 1ph outdoor unit |  |  | x | 2025-10-01 |  |  |  | 758.640 | 106 | 1,160 | 1,090 | 0,600 | R290 |  | 0.02 | 0
WH-WDG16ME5 | - | A2W | OUTDOOR | a) Bi | LT 1ph | Aquarea High Performance M series R290 16 kW 1ph outdoor unit | Aquarea M series 16 kW 1ph outdoor unit |  |  | x | 2025-10-01 |  |  |  | 758.640 | 107 | 1,160 | 1,090 | 0,600 | R290 |  | 0.02 | 0
WH-MDC05J3E5 | 5025232910656 | A2W | OUTDOOR | b) Mono | LT 1ph | Aquarea High Performance J series 5 kW 1ph Monobloc outdoor unit | Aquarea J series 5kW monobloc 1ph | [7 empty] | 667.200 | 111 | 0,960 | 1,390 | 0,500 | R32 | 1.3 | 675 | 0.878
WH-MDC07J3E5 | 5025232910663 | A2W | OUTDOOR | b) Mono | LT 1ph | Aquarea High Performance J series 7 kW 1ph Monobloc outdoor unit | Aquarea J series 7kW monobloc 1ph | [7 empty] | 667.200 | 116 | 0,960 | 1,390 | 0,500 | R32 | 1.3 | 675 | 0.878
WH-MDC09J3E5 | 5025232910670 | A2W | OUTDOOR | b) Mono | LT 1ph | Aquarea High Performance J series 9 kW 1ph Monobloc outdoor unit | Aquarea J series 9kW monobloc 1ph | [7 empty] | 667.200 | 116 | 0,960 | 1,390 | 0,500 | R32 | 1.3 | 675 | 0.878
WH-MDC12H6E5 | 5025232874408 | A2W | OUTDOOR | b) Mono | LT 1ph | Aquarea High Performance H series 12 kW 1ph Monobloc outdoor unit | Aquarea H series 12kW monobloc 1ph | [7 empty] | 984.676 | 153 | 1,540 | 1,390 | 0,460 | R410A | 2.1 | 2088 | 4.385
WH-MDC16H6E5 | 5025232874392 | A2W | OUTDOOR | b) Mono | LT 1ph | Aquarea High Performance H series 16 kW 1ph Monobloc outdoor unit | Aquarea H series 16kW monobloc 1ph | [7 empty] | 984.676 | 153 | 1,540 | 1,390 | 0,460 | R410A | 2.1 | 2088 | 4.385
WH-WXG09ME5 | 5025232979011 | A2W | OUTDOOR | a) Bi | Tcap 1ph | Aquarea T-CAP M series R290 9 kW 1ph outdoor unit | Aquarea M series 9 kW 1ph outdoor unit |  |  | x | 2025-01-01 |  |  |  | 1.343.094 | 172 | 1,690 | 1,320 | 0,600 | R290 | 1.78 | 0.02 | 3.56e-05
WH-WXG12ME5 | 5025232979028 | A2W | OUTDOOR | a) Bi | Tcap 1ph | Aquarea T-CAP M series R290 12 kW 1ph outdoor unit | Aquarea M series 12 kW 1ph outdoor unit |  |  | x | 2025-01-01 |  |  |  | 1.343.094 | 172 | 1,690 | 1,320 | 0,600 | R290 | 1.78 | 0.02 | 3.56e-05
WH-WXG09ME8 | 5025232968701 | A2W | OUTDOOR | a) Bi | Tcap 3ph | Aquarea T-CAP M series R290 9 kW 3ph outdoor unit | Aquarea M series 9 kW 3ph outdoor unit | [7 empty] | 1.311.570 | 175 | 1,710 | 1,300 | 0,590 | R290 | 1.78 | 0.02 | 3.56e-05
WH-WXG12ME8 | 5025232968718 | A2W | OUTDOOR | a) Bi | Tcap 3ph | Aquarea T-CAP M series R290 12 kW 3ph outdoor unit | Aquarea M series 12 kW 3ph outdoor unit | [7 empty] | 1.293.870 | 175 | 1,700 | 1,290 | 0,590 | R290 | 1.78 | 0.02 | 3.56e-05
WH-WXG16ME8 | 5025232968725 | A2W | OUTDOOR | a) Bi | Tcap 3ph | Aquarea T-CAP M series R290 16 kW 3ph outdoor unit | Aquarea M series 16 kW 3ph outdoor unit | [7 empty] | 1.338.480 | 176 | 1,690 | 1,320 | 0,600 | R290 | 1.77 | 0.02 | 3.54e-05
WH-WXG20ME8 | 5025232968541 | A2W | OUTDOOR | c) Big A2W | Big A2w | Big Aquarea T-CAP M series R290 20 kW 3ph outdoor unit | Aquarea M series 20 kW 3ph outdoor unit |  |  | x | 2024-11-01 |  |  |  | 2.017.730 | 270 | 1,870 | 1,660 | 0,650 | R290 | 3 | 0.02 | 6e-05
WH-WXG25ME8 | 5025232968558 | A2W | OUTDOOR | c) Big A2W | Big A2w | Big Aquarea T-CAP M series R290 25 kW 3ph outdoor unit | Aquarea M series 25 kW 3ph outdoor unit |  |  | x | 2024-11-01 |  |  |  | 2.017.730 | 270 | 1,870 | 1,660 | 0,650 | R290 | 3 | 0.02 | 6e-05
WH-WXG30ME8 | 5025232968565 | A2W | OUTDOOR | c) Big A2W | Big A2w | Big Aquarea T-CAP M series R290 30 kW 3ph outdoor unit | Aquarea M series 30 kW 3ph outdoor unit |  |  | x | 2024-11-01 |  |  |  | 2.017.730 | 270 | 1,870 | 1,660 | 0,650 | R290 | 3 | 0.02 | 6e-05
WH-ADC0916M3E51 | - | A2W | INDOOR | d) All in one | 1ph (COMPACT) | Aquarea All-in-one hydrosplit M series 9-16 kW with 3 kW heater 1ph 120 L | Aquarea M series All-in-one 1ph |  |  | x | 2025-10-01 |  |  |  | 895.068 | 107 | 1,880 | 0,690 | 0,690 | - | - | - | -
WH-ADC0916M3E5AN1 | - | A2W | INDOOR | d) All in one | 1ph (DK) | Aquarea All-in-one hydrosplit M series 9-16 kW with 3 kW heater 1ph 120 L with electronic anode | Aquarea M series All-in-one 1ph AN |  |  | x | 2025-10-01 |  |  |  | 895.068 | 107 | 1,880 | 0,690 | 0,690 | - | - | - | -
WH-ADC0916M3E52 | 5025232978571 | A2W | INDOOR | d) All in one | 1ph | Aquarea All-in-one hydrosplit M series 9-16 kW with 3 kW heater 1ph 185 L | Aquarea M series All-in-one 1ph |  |  | x | 2025-02-01 |  |  |  | 889.887 | 97 | 1,920 | 0,810 | 0,690 | - | - | - | -
WH-ADC0916M3E5AN2 | 5025232978588 | A2W | INDOOR | d) All in one | 1ph | Aquarea All-in-one hydrosplit M series 9-16 kW with 3 kW heater 1ph 185 L with electronic anode | Aquarea M series All-in-one 1ph AN |  |  | x | 2025-02-01 |  |  |  | 889.887 | 97 | 1,920 | 0,810 | 0,690 | - | - | - | -
WH-ADC0916M6E52 | 5025232978601 | A2W | INDOOR | d) All in one | 1ph | Aquarea All-in-one hydrosplit M series 9-16 kW with 6 kW heater 1ph 185 L | Aquarea M series All-in-one 1ph |  |  | x | 2025-02-01 |  |  |  | 889.887 | 97 | 1,920 | 0,810 | 0,690 | - | - | - | -
WH-ADC0316M9E82 | 5025232968688 | A2W | INDOOR | d) All in one | 3ph | Aquarea All-in-one hydrosplit M series 3-16 kW with 9 kW heater 3ph 185 L | Aquarea M series All-in-one 3ph | [7 empty] | 895.068 | 98 | 1,880 | 0,690 | 0,690 | - | - | - | -
WH-ADC0316M9E8AN2 | 5025232968695 | A2W | INDOOR | d) All in one | 3ph (DK) | Aquarea All-in-one hydrosplit M series 3-16 kW with 9 kW heater 3ph 185 L with electronic anode | Aquarea M series All-in-one 3ph AN | [7 empty] | 895.068 | 98 | 1,880 | 0,690 | 0,690 | - | - | - | -
WH-ADC0916M3E53 | 5025232977994 | A2W | INDOOR | d) All in one | 1ph | Aquarea All-in-one hydrosplit M series 9-16 kW with 3 kW heater 1 ph 260 L | Aquarea M series All-in-one 260L 1ph |  |  | x | 2025-02-01 |  |  |  | 1.079.224 | 114 | 2,280 | 0,690 | 0,690 | - | - | - | -
WH-ADC0916M3E5AN3 | 5025232978007 | A2W | INDOOR | d) All in one | 1ph (DK) | Aquarea All-in-one hydrosplit M series 9-16 kW with 3 kW heater 1 ph 260 L with electronic anode | Aquarea M series All-in-one 260L 1ph AN |  |  | x | 2025-02-01 |  |  |  | 1.079.224 | 114 | 2,280 | 0,690 | 0,690 | - | - | - | -
WH-ADC0916M6E53 | 5025232978021 | A2W | INDOOR | d) All in one | 1ph | Aquarea All-in-one hydrosplit M series 9-16 kW with 6 kW heater 1 ph 260 L | Aquarea M series All-in-one 260L 1ph |  |  | x | 2025-02-01 |  |  |  | 1.079.224 | 114 | 2,280 | 0,690 | 0,690 | - | - | - | -
WH-ADC0316M9E83 | 5025232976980 | A2W | INDOOR | d) All in one | 3ph | Aquarea All-in-one hydrosplit M series 9-16 kW with 9 kW heater 3ph 260 L | Aquarea M series All-in-one 260L 3ph |  |  | x | 2024-11-01 |  |  |  | 1.085.508 | 114 | 2,280 | 0,690 | 0,690 | - | - | - | -
WH-ADC0316M9E8AN3 | 5025232976997 | A2W | INDOOR | d) All in one | 3ph (DK) | Aquarea All-in-one hydrosplit M series 9-16 kW with 9 kW heater 3ph 260 L with electronic anode | Aquarea M series All-in-one 260L 3ph AN |  |  | x | 2024-11-01 |  |  |  | 1.085.508 | 114 | 2,280 | 0,690 | 0,690 | - | - | - | -
WH-SDC0916M3E5 | 5025232984060 | A2W | INDOOR | a) Bi | LT 1ph | Aquarea Hydrobox M series 9-16 kW with 3 kW heater 1ph | Aquarea M series Bibloc 1ph |  |  | x | 2025-04-01 |  |  |  | 307.188 | 50 | 1,060 | 0,630 | 0,460 | - | - | - | -
WH-SDC0916M6E5 | 5025232984176 | A2W | INDOOR | a) Bi | LT 1ph | Aquarea Hydrobox M series 9-16 kW with 6 kW heater 1ph | Aquarea M series Bibloc 1ph |  |  | x | 2025-04-01 |  |  |  | 307.188 | 50 | 1,060 | 0,630 | 0,460 | - | - | - | -
WH-SDC0316M9E8 | 5025232978496 | A2W | INDOOR | a) Bi | LT 3ph | Aquarea Hydrobox M series 9-16 kW with 9 kW heater 3ph | Aquarea M series Bibloc 3ph |  |  | x | 2024-12-01 |  |  |  | 307.188 | 36 | 1,060 | 0,630 | 0,460 | - | - | - | -
WH-CME5 | 5025232974566 | A2W | ACCESSORY | m) Accessory | Accessory | Aquarea Control Module M series 1ph | Aquarea M series Control Box 1ph |  |  | x | 2025-02-01 |  |  |  | 79.616 | 10 | 0,200 | 0,640 | 0,610 | - | - | - | -
WH-CME8 | 5025232974573 | A2W | ACCESSORY | m) Accessory | Accessory | Aquarea Control Module M series 3ph | Aquarea M series Control Box 3ph |  |  | x | 2024-10-01 |  |  |  | 78.080 | 10 | 0,200 | 0,640 | 0,610 | - | - | - | -
WH-CME8L | 5025232979189 | A2W | ACCESSORY | m) Accessory | Accessory | Big Aquarea Control Module M series 3ph | Big Aquarea M series Control Box 3ph |  |  | x | 2024-11-01 |  |  |  | 78.080 | 10 | 0,200 | 0,640 | 0,610 | - | - | - | -
CZ-RTW2TAW1C | 5025232970407 | A2W | ACCESSORY | m) Accessory | Connectivity | Aquarea M series remote controller with Wifi adaptor | Aquarea remote controller | [7 empty] | 8.000 | 0,090 | 0,200 | 0,200 | 0,200 | - | - | - | -
CZ-RTW2 | 5025232969838 | A2W | ACCESSORY | m) Accessory | Connectivity | Aquarea M series remote controller for 2 zone control | Aquarea remote controller | CZ-RTW2-1 | [6 empty] | 69.030 | 0,900 | 0,260 | 0,590 | 0,450 | - | - | - | -
CZ-RTW2-1 | 5025232979073 | A2W | ACCESSORY | m) Accessory | Connectivity | Aquarea M series remote controller for 2 zone control | Aquarea remote controller |  | CZ-RTW2 | x | 2025-04-01 |  |  |  | 3.628,125 | 1,087 | 0,075 | 0,225 | 0,215 | - | - | - | -
WH-MXC09J3E5 | 5025232910687 | A2W | OUTDOOR | b) Mono | Tcap 1ph | Aquarea T-CAP J series 9 kW 1ph Monobloc outdoor unit | Aquarea J series 9kW monobloc 1ph | WH-MXC09J3E5-1 | [6 empty] | 1.078.000 | 155 | 1,540 | 1,400 | 0,500 | R32 | 1.6 | 675 | 1.08
WH-MXC12J6E5 | 5025232910694 | A2W | OUTDOOR | b) Mono | Tcap 1ph | Aquarea T-CAP J series 12 kW 1ph Monobloc outdoor unit | Aquarea J series 12kW monobloc 1ph | WH-MXC12J6E5-1 | [6 empty] | 1.078.000 | 155 | 1,540 | 1,400 | 0,500 | R32 | 1.6 | 675 | 1.08
WH-MXC09J3E8 | 5025232910748 | A2W | OUTDOOR | b) Mono | Tcap 3ph | Aquarea T-CAP J series 9 kW 3ph Monobloc outdoor unit | Aquarea J series 9kW monobloc 3ph | WH-MXC09J3E8-1 | [6 empty] | 1.085.732 | 155 | 1,540 | 1,400 | 0,500 | R32 | 1.6 | 675 | 1.08
WH-MXC12J9E8 | 5025232910700 | A2W | OUTDOOR | b) Mono | Tcap 3ph | Aquarea T-CAP J series 12 kW 3ph Monobloc outdoor unit | Aquarea J series 12kW monobloc 3ph | WH-MXC12J9E8-1 | [6 empty] | 1.085.732 | 155 | 1,540 | 1,400 | 0,500 | R32 | 1.6 | 675 | 1.08
WH-MXC16J9E8 | 5025232910717 | A2W | OUTDOOR | b) Mono | Tcap 3ph | Aquarea T-CAP J series 16 kW 3ph Monobloc outdoor unit | Aquarea J series 16kW monobloc 3ph | WH-MXC16J9E8-1 | [6 empty] | 1.042.083 | 164 | 1,530 | 1,390 | 0,490 | R32 | 1.8 | 675 | 1.215
WH-MXC09J3E5-1 | 5025232962297 | A2W | OUTDOOR | b) Mono | Tcap 1ph | Aquarea T-CAP J series 9 kW 1ph Monobloc outdoor unit | Aquarea J series 9kW monobloc 1ph |  | WH-MXC09J3E5 | x | 2026-01-01 |  |  |  | 1.085.732 | 155 | 0 | 0 | 0 | R32 | 1.6 | 675 | 1.08
WH-MXC12J6E5-1 | 5025232962310 | A2W | OUTDOOR | b) Mono | Tcap 1ph | Aquarea T-CAP J series 12 kW 1ph Monobloc outdoor unit | Aquarea J series 12kW monobloc 1ph |  | WH-MXC12J6E5 | x | 2026-01-01 |  |  |  | 1.078.000 | 155 | 1,540 | 1,400 | 0,500 | R32 | 1.6 | 675 | 1.08
WH-MXC09J3E8-1 | 5025232962303 | A2W | OUTDOOR | b) Mono | Tcap 3ph | Aquarea T-CAP J series 9 kW 3ph Monobloc outdoor unit | Aquarea J series 9kW monobloc 3ph |  | WH-MXC09J3E8 | x | 2026-01-01 |  |  |  | 1.085.732 | 155 | 0 | 0 | 0 | R32 | 1.6 | 675 | 1.08
WH-MXC12J9E8-1 | 5025232962327 | A2W | OUTDOOR | b) Mono | Tcap 3ph | Aquarea T-CAP J series 12 kW 3ph Monobloc outdoor unit | Aquarea J series 12kW monobloc 3ph |  | WH-MXC12J9E8 | x | 2026-01-01 |  |  |  | 1.078.000 | 155 | 1,540 | 1,400 | 0,500 | R32 | 1.6 | 675 | 1.08
WH-MXC16J9E8-1 | 5025232962334 | A2W | OUTDOOR | b) Mono | Tcap 3ph | Aquarea T-CAP J series 16 kW 3ph Monobloc outdoor unit | Aquarea J series 16kW monobloc 3ph |  | WH-MXC16J9E8 | x | 2026-01-01 |  |  |  | 1.029.000 | 164 | 1,500 | 1,400 | 0,490 | R32 | 1.8 | 675 | 1.215
WH-ADF0309J3E5CM | 5025232925117 | A2W | INDOOR | e) Ecoflex | Indoor (AIO) | Aquarea Ecoflex tank 1ph 185 L | Aquarea Ecoflex tank 1ph | [7 empty] | 866.502 | 109 | 1,820 | 0,690 | 0,690 | - | - | - | -
CU-2WZ71YBE5 | 5025232925124 | A2W | OUTDOOR | e) Ecoflex | Outdoor | Aquarea Ecoflex 8kW 1ph outdoor unit | Aquarea Ecoflex 1ph outdoor unit | [7 empty] | 593.600 | 89 | 1,120 | 1,060 | 0,500 | R32 | 2.4 | 675 | 1.62
S-71WF3E | 5025232925131 | A2W | INDOOR | e) Ecoflex | Indoor (DUCT) | Aquarea Ecoflex duct 7,1 kW 1ph | Aquarea Ecoflex duct 1ph | [7 empty] | 342.720 | 36 | 0,800 | 1,260 | 0,340 | - | - | - | -
WH-UDZ03KE5 | 5025232944446 | A2W | OUTDOOR | a) Bi | LT 1ph | Aquarea High Performance K series 3 kW 1ph outdoor unit | Aquarea K series 3 kW 1ph outdoor unit | [7 empty] | 274.176 | 40 | 0,680 | 0,960 | 0,420 | R32 | 0.9 | 675 | 0.608
WH-UDZ05KE5 | 5025232943760 | A2W | OUTDOOR | a) Bi | LT 1ph | Aquarea High Performance K series 5 kW 1ph outdoor unit | Aquarea K series 5 kW 1ph outdoor unit | [7 empty] | 540.960 | 62 | 0,920 | 1,050 | 0,560 | R32 | 1.3 | 675 | 0.878
WH-UDZ07KE5 | 5025232943777 | A2W | OUTDOOR | a) Bi | LT 1ph | Aquarea High Performance K series 7 kW 1ph outdoor unit | Aquarea K series 7 kW 1ph outdoor unit | [7 empty] | 540.960 | 62 | 0,920 | 1,050 | 0,560 | R32 | 1.3 | 675 | 0.878
WH-UDZ09KE5 | 5025232943784 | A2W | OUTDOOR | a) Bi | LT 1ph | Aquarea High Performance K series 9 kW 1ph outdoor unit | Aquarea K series 9 kW 1ph outdoor unit | [7 empty] | 540.960 | 62 | 0,920 | 1,050 | 0,560 | R32 | 1.3 | 675 | 0.878
WH-UDZ12KE5 | 5025232960293 | A2W | OUTDOOR | a) Bi | LT 1ph | Aquarea High Performance K series 12 kW 1ph outdoor unit | Aquarea K series 12 kW 1ph outdoor unit |  | WH-UD12HE5 | x | 2025-01-01 |  |  |  | 649.325 | 98 | 1,460 | 1 | 0,450 | R32 | 1.6 | 675 | 1.08
WH-UDZ16KE5 | 5025232984923 | A2W | OUTDOOR | a) Bi | LT 1ph | Aquarea High Performance K series 16 kW 1ph outdoor unit | Aquarea K series 12 kW 1ph outdoor unit |  | WH-UD16HE5 | x | 2025-08-01 |  |  |  | 540.960 | 62 | 0,920 | 1,050 | 0,560 | R32 |  | 675 | 0
WH-UDZ09KE8 | 5025232960286 | A2W | OUTDOOR | a) Bi | LT 3ph | Aquarea High Performance K series 9 kW 3ph outdoor unit | Aquarea K series 9 kW 3ph outdoor unit |  | WH-UD09HE8 | x | 2024-12-01 |  |  |  | 657.000 | 98 | 1,460 | 1 | 0,450 | R32 | 1.6 | 675 | 1.08
WH-UDZ12KE8 | 5025232960309 | A2W | OUTDOOR | a) Bi | LT 3ph | Aquarea High Performance K series 12 kW 3ph outdoor unit | Aquarea K series 12 kW 3ph outdoor unit |  | WH-UD12HE8 | x | 2024-12-01 |  |  |  | 657.000 | 98 | 1,460 | 1 | 0,450 | R32 | 1.6 | 675 | 1.08
WH-UDZ16KE8 | 5025232960316 | A2W | OUTDOOR | a) Bi | LT 3ph | Aquarea High Performance K series 16 kW 3ph outdoor unit | Aquarea K series 16 kW 3ph outdoor unit |  | WH-UD16HE8 | x | 2024-12-01 |  |  |  | 657.000 | 111 | 1,460 | 1 | 0,450 | R32 | 1.83 | 675 | 1.2352
WH-UXZ09KE5 | 5025232943791 | A2W | OUTDOOR | a) Bi | Tcap 1ph | Aquarea T-CAP K series 9 kW 1ph outdoor unit | Aquarea K series 9 kW 1ph outdoor unit |  |  | x | 2024-12-01 |  |  |  | 657.000 | 98 | 1,460 | 1 | 0,450 | R32 | 1.6 | 675 | 1.08
WH-UXZ12KE5 | 5025232943814 | A2W | OUTDOOR | a) Bi | Tcap 1ph | Aquarea T-CAP K series 12 kW 1ph outdoor unit | Aquarea K series 12 kW 1ph outdoor unit |  |  | x | 2024-12-01 |  |  |  | 657.000 | 98 | 1,460 | 1 | 0,450 | R32 | 1.6 | 675 | 1.08
WH-UXZ09KE8 | 5025232943807 | A2W | OUTDOOR | a) Bi | Tcap 3ph | Aquarea T-CAP K series 9 kW 3ph outdoor unit | Aquarea K series 9 kW 3ph outdoor unit |  | WH-UX09HE8 | x | 2024-12-01 |  |  |  | 649.325 | 98 | 1,445 | 1 | 0,465 | R32 | 1.6 | 675 | 1.08
WH-UXZ12KE8 | 5025232943821 | A2W | OUTDOOR | a) Bi | Tcap 3ph | Aquarea T-CAP K series 12 kW 3ph outdoor unit | Aquarea K series 12 kW 3ph outdoor unit |  | WH-UX12HE8 | x | 2024-12-01 |  |  |  | 649.325 | 98 | 1,460 | 1 | 0,450 | R32 | 1.6 | 675 | 1.08
WH-UXZ16KE8 | 5025232951352 | A2W | OUTDOOR | a) Bi | Tcap 3ph | Aquarea T-CAP K series 16 kW 3ph outdoor unit | Aquarea K series 16 kW 3ph outdoor unit |  | WH-UX16HE8 | x | 2024-12-01 |  |  |  | 649.325 | 98 | 1,460 | 1 | 0,460 | R32 | 1.83 | 675 | 1.2352
WH-ADC0309K3E5 | 5025232943944 | A2W | INDOOR | d) All in one | 1ph (COMPACT) | Aquarea All-in-one K series 3-9 kW with 3 kW heater 1ph | Aquarea K series All-in-one 1ph | [7 empty] | 895.068 | 107 | 1,880 | 0,690 | 0,690 | - | - | - | -
WH-ADC0309K3E5B | 5025232943951 | A2W | INDOOR | d) All in one | 1ph (2 ZONE) | Aquarea All-in-one K series 3-9 kW with 3 kW heater 1ph with 2 zone kit | Aquarea K series All-in-one 1ph 2zone | [7 empty] | 895.068 | 107 | 1,880 | 0,690 | 0,690 | - | - | - | -
WH-ADC0309K3E5AN | 5025232946761 | A2W | INDOOR | d) All in one | 1ph (DK) | Aquarea All-in-one K series 3-9 kW with 3 kW heater 1ph with electronic anode | Aquarea K series All-in-one 1ph AN | [7 empty] | 895.068 | 107 | 1,880 | 0,690 | 0,690 | - | - | - | -
WH-ADC0309K6E5 | 5025232943975 | A2W | INDOOR | d) All in one | 1ph (COMPACT) | Aquarea All-in-one K series 3-9 kW with 6 kW heater 1ph | Aquarea K series All-in-one 1ph | [7 empty] | 889.887 | 107 | 1,880 | 0,690 | 0,690 | - | - | - | -
WH-ADC0309K6E5AN | 5025232943982 | A2W | INDOOR | d) All in one | 1ph (DK) | Aquarea All-in-one K series 3-9 kW with 6 kW heater 1ph with electronic anode | Aquarea K series All-in-one 1ph AN | [7 empty] | 895.068 | 107 | 1,880 | 0,690 | 0,690 | - | - | - | -
WH-ADC0912K6E5 | 5025232943999 | A2W | INDOOR | d) All in one | 1ph (COMPACT) | Aquarea All-in-one K series 9-12 kW with 6 kW heater 1ph | Aquarea K series All-in-one 1ph |  |  | x | 2024-12-01 |  |  |  | 889.887 | 108 | 1,880 | 0,690 | 0,690 | - | - | - | -
WH-ADC0912K6E5AN | 5025232946778 | A2W | INDOOR | d) All in one | 1ph (DK) | Aquarea All-in-one K series 9-12 kW with 6 kW heater 1ph with electronic anode | Aquarea K series All-in-one 1ph AN |  |  | x | 2024-12-01 |  |  |  | 895.068 | 108 | 1,880 | 0,690 | 0,690 | - | - | - | -
WH-ADC16K6E5 | - | A2W | INDOOR | d) All in one | 1ph (COMPACT) | Aquarea All-in-one K series 16 kW with 6 kW heater 1ph | Aquarea K series All-in-one 1ph |  |  |  | 2025-08-01 |  |  |  | 895.068 | 107 | 1,880 | 0,690 | 0,690 | - | - | - | -
WH-ADC16K6E5AN | - | A2W | INDOOR | d) All in one | 1ph (DK) | Aquarea All-in-one K series 16 kW with 6 kW heater 1ph with electronic anode | Aquarea K series All-in-one 1ph AN |  |  |  | 2025-08-01 |  |  |  | 895.068 | 107 | 1,880 | 0,690 | 0,690 | - | - | - | -
WH-ADC0912K9E8 | 5025232946785 | A2W | INDOOR | d) All in one | 3ph | Aquarea All-in-one K series 9-12 kW with 9 kW heater 3ph | Aquarea K series All-in-one 3ph |  | WH-ADC0916H9E8 | x | 2024-12-01 |  |  |  | 1.073.088 | 138 | 1,920 | 0,810 | 0,690 | - | - | - | -
WH-ADC0912K9E8AN | 5025232946792 | A2W | INDOOR | d) All in one | 3ph (DK) | Aquarea All-in-one K series 9-12 kW with 9 kW heater 3ph with electronic anode | Aquarea K series All-in-one 3ph AN |  |  | x | 2024-12-01 |  |  |  | 899.829 | 109 | 1,890 | 0,690 | 0,690 | - | - | - | -
WH-ADC16K9E8 | 5025232946808 | A2W | INDOOR | d) All in one | 3ph | Aquarea All-in-one K series 16 kW with 9 kW heater 3ph | Aquarea K series All-in-one 3ph |  | WH-ADC0916H9E8 | x | 2024-12-01 |  |  |  | 933.757,750 | 110 | 1,990 | 0,685 | 0,685 | - | - | - | -
WH-ADC16K9E8AN | 5025232946815 | A2W | INDOOR | d) All in one | 3ph (DK) | Aquarea All-in-one K series 16 kW with 9 kW heater 3ph with electronic anode | Aquarea K series All-in-one 3ph AN |  |  | x | 2024-12-01 |  |  |  | 890.307 | 110 | 1,870 | 0,690 | 0,690 | - | - | - | -
WH-ADC0912K6E53 | 5025232977697 | A2W | INDOOR | d) All in one | 1ph (COMPACT) | Aquarea All-in-one K series 9-12 kW with 6 kW heater 1ph 260 L | Aquarea K series All-in-one 1ph 260L |  |  | x | 2025-02-01 |  |  |  | 1.079.224 | 126 | 1,880 | 0,690 | 0,690 | - | - | - | -
WH-ADC0912K6E5AN3 | 5025232977703 | A2W | INDOOR | d) All in one | 1ph (DK) | Aquarea All-in-one K series 9-12 kW with 6 kW heater 1ph 260 L with electronic anode | Aquarea K series All-in-one 1ph 260L AN |  |  | x | 2025-02-01 |  |  |  | 1.079.224 | 126 | 1,880 | 0,690 | 0,690 | - | - | - | -
WH-ADC16K6E53 | - | A2W | INDOOR | d) All in one | 1ph (COMPACT) | Aquarea All-in-one K series 16 kW with 6 kW heater 1ph 260 L | Aquarea K series All-in-one 1ph 260L |  |  |  | 2025-06-01 |  |  |  | 895.068 | 107 | 1,880 | 0,690 | 0,690 | - | - | - | -
WH-ADC16K6E5AN3 | - | A2W | INDOOR | d) All in one | 1ph (DK) | Aquarea All-in-one K series 16 kW with 6 kW heater 1ph 260 L with electronic anode | Aquarea K series All-in-one 1ph 260L AN |  |  |  | 2025-06-01 |  |  |  | 895.068 | 107 | 1,880 | 0,690 | 0,690 | - | - | - | -
WH-ADC0912K9E83 | 5025232976218 | A2W | INDOOR | d) All in one | 3ph | Aquarea All-in-one K series 9-12 kW with 9 kW heater 3ph 260 L | Aquarea K series All-in-one 3ph 260L |  |  | x | 2024-11-01 |  |  |  | 1.085.508 | 127 | 2,280 | 0,690 | 0,690 | - | - | - | -
WH-ADC0912K9E8AN3 | 5025232976225 | A2W | INDOOR | d) All in one | 3ph (DK) | Aquarea All-in-one K series 9-12 kW with 9 kW heater 3ph 260 L with electronic anode | Aquarea K series All-in-one 3ph AN 260L |  |  | x | 2024-11-01 |  |  |  | 1.079.224 | 127 | 1,920 | 0,810 | 0,690 | - | - | - | -
WH-ADC16K9E83 | 5025232976232 | A2W | INDOOR | d) All in one | 3ph | Aquarea All-in-one K series 16 kW with 9 kW heater 3ph 260 L | Aquarea K series All-in-one 3ph 260L |  |  | x | 2024-11-01 |  |  |  | 1.085.508 | 128 | 2,280 | 0,690 | 0,690 | - | - | - | -
WH-ADC16K9E8AN3 | 5025232976249 | A2W | INDOOR | d) All in one | 3ph (DK) | Aquarea All-in-one K series 16 kW with 9 kW heater 3ph 260 L with electronic anode | Aquarea K series All-in-one 3ph AN 260L |  |  | x | 2024-11-01 |  |  |  | 1.079.224 | 128 | 1,920 | 0,810 | 0,690 | - | - | - | -
WH-SDC0309K3E5 | 5025232944033 | A2W | INDOOR | a) Bi | LT 1ph | Aquarea High Performance bibloc indoor unit K series 3-9 kW with 3 kW heater 1ph | Aquarea K series Bibloc 1ph | [7 empty] | 307.188 | 48 | 1,060 | 0,630 | 0,460 | - | - | - | -
WH-SDC0309K6E5 | 5025232944040 | A2W | INDOOR | a) Bi | LT 1ph | Aquarea High Performance bibloc indoor unit K series 3-9 kW with 6 kW heater 1ph | Aquarea K series Bibloc 1ph | [7 empty] | 307.188 | 48 | 1,060 | 0,630 | 0,460 | - | - | - | -
WH-SDC12K6E5 | 5025232960255 | A2W | INDOOR | a) Bi | LT 1ph | Aquarea High Performance bibloc indoor unit K series 12 kW with 6 kW heater 1ph | Aquarea K series Bibloc 1ph |  | WH-SDC12H6E5 | x | 2025-01-01 |  |  |  | 305.408 | 45 | 1,060 | 0,630 | 0,460 | - | - | - | -
WH-SDC16K6E5 | - | A2W | INDOOR | a) Bi | LT 1ph | Aquarea High Performance bibloc indoor unit K series 16 kW with 6 kW heater 1ph | Aquarea K series Bibloc 1ph |  | WH-SDC16H6E5 | x | 2025-08-01 |  |  |  | 307.188 | 48 | 1,060 | 0,630 | 0,460 | - | - | - | -
WH-SDC09K3E8 | 5025232960231 | A2W | INDOOR | a) Bi | LT 3ph | Aquarea High Performance bibloc indoor unit K series 9 kW with 3 kW heater 3ph | Aquarea K series Bibloc 3ph |  | WH-SDC09H3E8 | x | 2024-12-01 |  |  |  | 305.408 | 45 | 1,060 | 0,630 | 0,460 | - | - | - | -
WH-SDC09K9E8 | 5025232960248 | A2W | INDOOR | a) Bi | LT 3ph | Aquarea High Performance bibloc indoor unit K series 9 kW with 9 kW heater 3ph | Aquarea K series Bibloc 3ph |  |  | x | 2024-12-01 |  |  |  | 307.188 | 46 | 1,060 | 0,630 | 0,460 | - | - | - | -
WH-SDC12K9E8 | 5025232960262 | A2W | INDOOR | a) Bi | LT 3ph | Aquarea High Performance bibloc indoor unit K series 12 kW with 9 kW heater 3ph | Aquarea K series Bibloc 3ph |  | WH-SDC12H9E8 | x | 2024-12-01 |  |  |  | 307.188 | 46 | 1,060 | 0,630 | 0,460 | - | - | - | -
WH-SDC16K9E8 | 5025232960279 | A2W | INDOOR | a) Bi | LT 3ph | Aquarea High Performance bibloc indoor unit K series 16 kW with 9 kW heater 3ph | Aquarea K series Bibloc 3ph |  | WH-SDC16H9E8 | x | 2024-12-01 |  |  |  | 290.970 | 47 | 1,060 | 0,610 | 0,450 | - | - | - | -
WH-SXC09K3E5 | 5025232943708 | A2W | INDOOR | a) Bi | Tcap 1ph | Aquarea T-CAP bibloc indoor unit K series 9 kW with 3 kW heater 1ph | Aquarea K series Bibloc 1ph |  | WH-SXC09H3E5 | x | 2024-12-01 |  |  |  | 293.715 | 45 | 1,070 | 0,610 | 0,450 | - | - | - | -
WH-SXC09K6E5 | 5025232943722 | A2W | INDOOR | a) Bi | Tcap 1ph | Aquarea T-CAP bibloc indoor unit K series 9 kW with 6 kW heater 1ph | Aquarea K series Bibloc 1ph |  |  | x | 2024-12-01 |  |  |  | 307.188 | 50 | 1,060 | 0,630 | 0,460 | - | - | - | -
WH-SXC12K6E5 | 5025232943746 | A2W | INDOOR | a) Bi | Tcap 1ph | Aquarea T-CAP bibloc indoor unit K series 12 kW with 6 kW heater 1ph | Aquarea K series Bibloc 1ph |  | WH-SXC12H6E5 | x | 2024-12-01 |  |  |  | 307.188 | 50 | 1,060 | 0,630 | 0,460 | - | - | - | -
WH-SXC09K3E8 | 5025232943715 | A2W | INDOOR | a) Bi | Tcap 3ph | Aquarea T-CAP bibloc indoor unit K series 9 kW with 3 kW heater 3ph | Aquarea K series Bibloc 3ph |  | WH-SXC09H3E8 | x | 2024-12-01 |  |  |  | 307.188 | 50 | 1,060 | 0,630 | 0,460 | - | - | - | -
WH-SXC09K9E8 | 5025232943739 | A2W | INDOOR | a) Bi | Tcap 3ph | Aquarea T-CAP bibloc indoor unit K series 9 kW with 9 kW heater 3ph | Aquarea K series Bibloc 3ph |  |  | x | 2024-12-01 |  |  |  | 307.188 | 50 | 1,060 | 0,630 | 0,460 | - | - | - | -
WH-SXC12K9E8 | 5025232943753 | A2W | INDOOR | a) Bi | Tcap 3ph | Aquarea T-CAP bibloc indoor unit K series 12 kW with 9 kW heater 3ph | Aquarea K series Bibloc 3ph |  | WH-SXC12H9E8 | x | 2024-12-01 |  |  |  | 307.188 | 52 | 1,060 | 0,630 | 0,460 | - | - | - | -
WH-SXC16K9E8 | 5025232951604 | A2W | INDOOR | a) Bi | Tcap 3ph | Aquarea T-CAP bibloc indoor unit K series 16 kW with 9 kW heater 3ph | Aquarea K series Bibloc 3ph |  | WH-SXC16H9E8 | x | 2024-12-01 |  |  |  | 307.188 | 52 | 1,060 | 0,630 | 0,460 | - | - | - | -
WH-UD12HE5 | 5025232847648 | A2W | OUTDOOR | a) Bi | LT 1ph | Aquarea High Performance H series 12 kW 1ph outdoor unit | Aquarea H series 12 kW 1ph outdoor unit | WH-UDZ12KE5 | [6 empty] | 657.000 | 109 | 1,460 | 1 | 0,450 | R410A | 2.55 | 2088 | 5.324
WH-UD16HE5 | 5025232847662 | A2W | OUTDOOR | a) Bi | LT 1ph | Aquarea High Performance H series 16 kW 1ph outdoor unit | Aquarea H series 16 kW 1ph outdoor unit | [7 empty] | 657.000 | 109 | 1,460 | 1 | 0,450 | R410A | 2.55 | 2088 | 5.324
WH-UD09HE8 | 5025232847631 | A2W | OUTDOOR | a) Bi | LT 3ph | Aquarea High Performance H series 9 kW 3ph outdoor unit | Aquarea H series 9 kW 3ph outdoor unit | WH-UDZ09KE8 | [6 empty] | 657.000 | 115 | 1,460 | 1 | 0,450 | R410A | 2.55 | 2088 | 5.324
WH-UD12HE8 | 5025232847655 | A2W | OUTDOOR | a) Bi | LT 3ph | Aquarea High Performance H series 12 kW 3ph outdoor unit | Aquarea H series 12 kW 3ph outdoor unit | WH-UDZ12KE8 | [6 empty] | 657.000 | 115 | 1,460 | 1 | 0,450 | R410A | 2.55 | 2088 | 5.324
WH-UD16HE8 | 5025232847679 | A2W | OUTDOOR | a) Bi | LT 3ph | Aquarea High Performance H series 16 kW 3ph outdoor unit | Aquarea H series 16 kW 3ph outdoor unit | WH-UDZ16KE8 | [6 empty] | 657.000 | 115 | 1,460 | 1 | 0,450 | R410A | 2.55 | 2088 | 5.324
WH-UX09HE5 | 5025232855148 | A2W | OUTDOOR | a) Bi | Tcap 1ph | Aquarea T-CAP H series 9 kW 1ph outdoor unit | Aquarea H series 12 kW 1ph outdoor unit | WH-UXZ09KE5 | [6 empty] | 657.000 | 110 | 1,440 | 0,980 | 0,470 | R410A | 2.85 | 2088 | 5.951
WH-UX12HE5 | 5025232855162 | A2W | OUTDOOR | a) Bi | Tcap 1ph | Aquarea T-CAP H series 12 kW 1ph outdoor unit | Aquarea H series 16 kW 1ph outdoor unit | WH-UXZ12KE5 | [6 empty] | 657.000 | 110 | 1,460 | 1 | 0,450 | R410A | 2.85 | 2088 | 5.951
WH-UX09HE8 | 5025232855155 | A2W | OUTDOOR | a) Bi | Tcap 3ph | Aquarea T-CAP H series 9 kW 3ph outdoor unit | Aquarea H series 9 kW 3ph outdoor unit | WH-UXZ09KE8 | [6 empty] | 657.000 | 116 | 1,440 | 0,980 | 0,470 | R410A | 2.85 | 2088 | 5.951
WH-UX12HE8 | 5025232855179 | A2W | OUTDOOR | a) Bi | Tcap 3ph | Aquarea T-CAP H series 12 kW 3ph outdoor unit | Aquarea H series 12 kW 3ph outdoor unit | WH-UXZ12KE8 | [6 empty] | 657.000 | 116 | 1,460 | 1 | 0,450 | R410A | 2.85 | 2088 | 5.951
WH-UX16HE8 | 5025232855186 | A2W | OUTDOOR | a) Bi | Tcap 3ph | Aquarea T-CAP H series 16 kW 3ph outdoor unit | Aquarea H series 16 kW 3ph outdoor unit | WH-UXZ16KE8 | [6 empty] | 657.000 | 126 | 1,460 | 1 | 0,450 | R410A | 2.9 | 2088 | 6.055
WH-UQ09HE8 | 5025232863327 | A2W | OUTDOOR | a) Bi | Tcap Sq 3ph | Aquarea T-CAP H series 9 kW 3ph Super Quiet outdoor unit | Aquarea H series 9 kW 3ph outdoor unit | [7 empty] | 984.676 | 163 | 1,540 | 1,390 | 0,460 | R410A | 2.85 | 2088 | 5.951
WH-UQ12HE8 | 5025232863334 | A2W | OUTDOOR | a) Bi | Tcap Sq 3ph | Aquarea T-CAP H series 12 kW 3ph Super Quiet outdoor unit | Aquarea H series 12 kW 3ph outdoor unit | [7 empty] | 984.676 | 163 | 1,540 | 1,390 | 0,460 | R410A | 2.85 | 2088 | 5.951
WH-UQ16HE8 | 5025232863341 | A2W | OUTDOOR | a) Bi | Tcap Sq 3ph | Aquarea T-CAP H series 16 kW 3ph Super Quiet outdoor unit | Aquarea H series 16 kW 3ph outdoor unit | [7 empty] | 984.676 | 173 | 1,540 | 1,390 | 0,460 | R410A | 2.99 | 2088 | 6.243
WH-ADC1216H6E5C | 5025232916283 | A2W | INDOOR | d) All in one | 1ph (COMPACT) | Aquarea All-in-one Compact H series 12-16 kW with 6 kW heater 1ph | Aquarea H series All-in-one 1ph | WH-ADC0912K6E5 | [6 empty] | 866.502 | 109 | 1,820 | 0,690 | 0,690 | - | - | - | -
WH-ADC0916H9E8 | 5025232854905 | A2W | INDOOR | d) All in one | 3ph | Aquarea All-in-one Compact H series 9-16 kW with 9 kW heater 3ph | Aquarea H series All-in-one 3ph | [7 empty] | 1.073.088 | 138 | 1,920 | 0,810 | 0,690 | - | - | - | -
WH-SDC12H6E5 | 5025232847570 | A2W | INDOOR | a) Bi | LT 1ph | Aquarea High Performance bibloc indoor unit H series 12 kW with 6 kW heater 1ph | Aquarea H series Bibloc 1ph | WH-SDC12K6E5 | [6 empty] | 307.188 | 50 | 1,060 | 0,630 | 0,460 | - | - | - | -
WH-SDC16H6E5 | 5025232847594 | A2W | INDOOR | a) Bi | LT 1ph | Aquarea High Performance bibloc indoor unit H series 16 kW with 6 kW heater 1ph | Aquarea H series Bibloc 1ph | [7 empty] | 307.188 | 51 | 1,060 | 0,630 | 0,460 | - | - | - | -
WH-SDC09H3E8 | 5025232847563 | A2W | INDOOR | a) Bi | LT 3ph | Aquarea High Performance bibloc indoor unit H series 9 kW with 3 kW heater 3ph | Aquarea H series Bibloc 3ph | WH-SDC09K3E8 | [6 empty] | 307.188 | 50 | 1,060 | 0,630 | 0,460 | - | - | - | -
WH-SDC12H9E8 | 5025232847587 | A2W | INDOOR | a) Bi | LT 3ph | Aquarea High Performance bibloc indoor unit H series 12 kW with 9 kW heater 3ph | Aquarea H series Bibloc 3ph | WH-SDC12K9E8 | [6 empty] | 307.188 | 51 | 1,060 | 0,630 | 0,460 | - | - | - | -
WH-SDC16H9E8 | 5025232847600 | A2W | INDOOR | a) Bi | LT 3ph | Aquarea High Performance bibloc indoor unit H series 16 kW with 9 kW heater 3ph | Aquarea H series Bibloc 3ph | WH-SDC16K9E8 | [6 empty] | 307.188 | 52 | 1,060 | 0,630 | 0,460 | - | - | - | -
WH-SXC09H3E5 | 5025232855094 | A2W | INDOOR | a) Bi | Tcap 1ph | Aquarea T-CAP bibloc indoor unit H series 9 kW with 3 kW heater 1ph | Aquarea H series Bibloc 1ph | WH-SXC09K3E5 | [6 empty] | 307.188 | 50 | 1,060 | 0,630 | 0,460 | - | - | - | -
WH-SXC12H6E5 | 5025232855117 | A2W | INDOOR | a) Bi | Tcap 1ph | Aquarea T-CAP bibloc indoor unit H series 12 kW with 6 kW heater 1ph | Aquarea H series Bibloc 1ph | WH-SXC12K6E5 | [6 empty] | 307.188 | 50 | 1,060 | 0,630 | 0,460 | - | - | - | -
WH-SXC09H3E8 | 5025232855100 | A2W | INDOOR | a) Bi | Tcap 3ph | Aquarea T-CAP bibloc indoor unit H series 9 kW with 3 kW heater 3ph | Aquarea H series Bibloc 3ph | WH-SXC09K3E8 | [6 empty] | 307.188 | 50 | 1,060 | 0,630 | 0,460 | - | - | - | -
WH-SXC12H9E8 | 5025232855124 | A2W | INDOOR | a) Bi | Tcap 3ph | Aquarea T-CAP bibloc indoor unit H series 9 kW with 9 kW heater 3ph | Aquarea H series Bibloc 3ph | WH-SXC12K9E8 | [6 empty] | 307.188 | 51 | 1,060 | 0,630 | 0,460 | - | - | - | -
WH-SXC16H9E8 | 5025232855131 | A2W | INDOOR | a) Bi | Tcap 3ph | Aquarea T-CAP bibloc indoor unit H series 12 kW with 9 kW heater 3ph | Aquarea H series Bibloc 3ph | WH-SXC16K9E8 | [6 empty] | 307.188 | 52 | 1,060 | 0,630 | 0,460 | - | - | - | -
WH-SQC09H3E8 | 5025232863297 | A2W | INDOOR | a) Bi | Tcap Sq 3ph | Aquarea T-CAP Super Quiet bibloc indoor unit H series 9 kW with 3 kW heater 3ph | Aquarea H series Bibloc 3ph | [7 empty] | 307.188 | 50 | 1,060 | 0,630 | 0,460 | - | - | - | -
WH-SQC12H9E8 | 5025232863303 | A2W | INDOOR | a) Bi | Tcap Sq 3ph | Aquarea T-CAP Super Quiet bibloc indoor unit H series 9 kW with 9 kW heater 3ph | Aquarea H series Bibloc 3ph | [7 empty] | 307.188 | 51 | 1,060 | 0,630 | 0,460 | - | - | - | -
WH-SQC16H9E8 | 5025232863310 | A2W | INDOOR | a) Bi | Tcap Sq 3ph | Aquarea T-CAP Super Quiet bibloc indoor unit H series 12 kW with 9 kW heater 3ph | Aquarea H series Bibloc 3ph | [7 empty] | 307.188 | 52 | 1,060 | 0,630 | 0,460 | - | - | - | -
CZ-RTW1 | 5025232953660 | A2W | ACCESSORY | m) Accessory | Connectivity | Optional remote controller for 2 zone control. K and L series | Wired remote controller | [7 empty] | 69.030 | 0,350 | 0,260 | 0,590 | 0,450 | - | - | - | -
PAW-A2W-COV-KL | 4010869401876 | A2W | ACCESSORY | m) Accessory | Accessory | Cover for the remote control compartment of the indoor unit. K series or later | Cover for indoor unit | [7 empty] | 465,500 | 0,100 | 0,025 | 0,140 | 0,133 | - | - | - | -
CZ-NW1 | - | A2W | ACCESSORY | m) Accessory | Hydraulic Accessories | Wall bracket to mount the All in One 120 L on the wall. | Wall bracket for AIO |  |  | x | 2025-05-01 |  |  |  | 43.758 | 4,750 | 0,170 | 0,780 | 0,330 | - | - | - | -
CZ-NS4P | 5025232837328 | A2W | ACCESSORY | m) Accessory | Solar Connection | PCB for advanced functions in J and H Series | Optional PCB | [7 empty] | 3.600 | 0,500 | 0,060 | 0,250 | 0,240 | - | - | - | -
CZ-NS5P | 5025232953646 | A2W | ACCESSORY | m) Accessory | Solar Connection | PCB for advanced functions in K and L Series | Optional PCB | [7 empty] | 3.600 | 0,500 | 0,060 | 0,250 | 0,240 | - | - | - | -
CZ-NS6P | 5025232970391 | A2W | ACCESSORY | m) Accessory | Solar Connection | PCB for advanced functions in L series. For All-in-one and bi-bloc indoor units | Optional PCB | [7 empty] | 3.600 | 0,900 | 0,060 | 0,250 | 0,240 | - | - | - | -
CZ-NS7P | 5025232974542 | A2W | ACCESSORY | m) Accessory | Solar Connection | PCB for advanced functions in L series. For Control module | Optional PCB |  |  | x | 2024-10-01 |  |  |  | 2.850 | 0,650 | 0,060 | 0,250 | 0,190 | - | - | - | -
CZ-NE2P | 5025232702534 | A2W | ACCESSORY | m) Accessory | Base Pan Heater | Base pan heater for Bi‑bloc 3 and 5 kW (except L Series) and 7 and 9 kW K Series | Base pan heater | [7 empty] | 3.000 | 0,450 | 0,050 | 0,250 | 0,240 | - | - | - | -
CZ-NE3P | 5025232760275 | A2W | ACCESSORY | m) Accessory | Base Pan Heater | Base pan heater for J and H Series | Base pan heater | [7 empty] | 3.000 | 0,450 | 0,050 | 0,250 | 0,240 | - | - | - | -
CZ-NE4P | 5025232951598 | A2W | ACCESSORY | m) Accessory | Base Pan Heater | Base pan heater for 5, 7 and 9 kW L Series | Base pan heater | [7 empty] | 3.000 | 0,450 | 0,050 | 0,250 | 0,240 | - | - | - | -
CZ-NE5P | - | A2W | ACCESSORY | m) Accessory | Base Pan Heater | Base pan heater for Big Aquarea M Series | Base pan heater |  |  | x | 2025-04-01 |  |  |  | - | - | - | - | - | - | - | - | -
PAW-GRDBSE20 | 4010869234047 | A2W | ACCESSORY | m) Accessory | Mounting Material | Outdoor base ground support for noise and vibration absorption. | Ground stand | [7 empty] | 80.032 | 30 | 0,320 | 0,610 | 0,410 | - | - | - | -
PAW-GRDSTD940 | 4010869401852 | A2W | ACCESSORY | m) Accessory | Mounting Material | Black Ground stand for outdoor unit with 940 mm wide condenser water tray | Ground stand with tray | [7 empty] | 68.159 | 19,800 | 0,130 | 0,980 | 0,535 | - | - | - | -
PAW-GRDSTD1100 | 4010869401944 | A2W | ACCESSORY | m) Accessory | Mounting Material | Black Ground stand for outdoor unit with 1100 mm wide condenser water tray | Ground stand with tray | [7 empty] | 82.940 | 18,400 | 0,130 | 1,160 | 0,550 | - | - | - | -
PAW-GRDSTDHTR940 | 4010869401937 | A2W | ACCESSORY | m) Accessory | Mounting Material | Electrical heater foil for the ground stand with 940 mm wide condenser water tray | Heater for ground stand | [7 empty] | 87.745 | 8,900 | 0,140 | 1,150 | 0,545 | - | - | - | -
PAW-GRDSTDHTR1100 | 4010869401906 | A2W | ACCESSORY | m) Accessory | Mounting Material | Electrical heater foil for the ground stand with 1100 mm wide condenser water tray | Heater for ground stand | [7 empty] | 87.745 | 9,400 | 0,140 | 1,150 | 0,545 | - | - | - | -
CZ-NV1 | 5025232837335 | A2W | ACCESSORY | m) Accessory | Hydraulic Accessories | 3-way valve kit to fit inside the hydrokit. J and H Series | 3-way valve | [7 empty] | 43.758 | 4,750 | 0,170 | 0,780 | 0,330 | - | - | - | -
CZ-NV2 | 5025232953653 | A2W | ACCESSORY | m) Accessory | Hydraulic Accessories | 3-way valve kit to fit inside the hydrokit. K and L Series | 3-way valve | [7 empty] | 43.758 | 4,750 | 0,170 | 0,780 | 0,330 | - | - | - | -
CZ-NV3 | 5025232974559 | A2W | ACCESSORY | m) Accessory | Hydraulic Accessories | 3-way valve kit to fit inside the hydrokit. M Series | 3-way valve |  |  | x | 2024-12-01 |  |  |  | 43.758 | 4,750 | 0,170 | 0,780 | 0,330 | - | - | - | -
PAW-3WYVLV-HW | 4010869357692 | A2W | ACCESSORY | m) Accessory | Hydraulic Accessories | 3-way valve for DHW Tanks | 3-way valve | [7 empty] | 2.125,522 | 0,930 | 0,082 | 0,161 | 0,161 | - | - | - | -
PAW-A2W-AFVLV | 8016615348996 | A2W | ACCESSORY | m) Accessory | Hydraulic Accessories | 1 anti-freeze valve (2 required per system) | Antifreeze valve | PAW-A2W-AFVLV-1 | [6 empty] | 445,440 | 0,504 | 0,024 | 0,290 | 0,064 | - | - | - | -
PAW-A2W-AFVLV-1 | 4010869465878 | A2W | ACCESSORY | m) Accessory | Hydraulic Accessories | 1 anti-freeze valve 1" (2 required per system) | Antifreeze valve |  | PAW-A2W-AFVLV | x | 2024-11-01 |  |  |  | 445,440 | 0,450 | 0,024 | 0,290 | 0,064 | - | - | - | -
PAW-A2W-AFVLV-112 | - | A2W | ACCESSORY | m) Accessory | Hydraulic Accessories | 1 anti-freeze valve 1 1/2" (2 required per system) | Antifreeze valve |  |  | x | 2025-04-01 |  |  |  | - | - | - | - | - | - | - | - | -
CZ-TAW1B | 5025232932061 | A2W | ACCESSORY | m) Accessory | Cloud | Optional Wi-Fi or WLAN adapter for Cloud services | Aquarea Cloud adapter | CZ-TAW1C | [6 empty] | 1.624 | 0,570 | 0,070 | 0,160 | 0,145 | - | - | - | -
CZ-TAW1C | 4010869392785 | A2W | ACCESSORY | m) Accessory | Cloud | Optional Wi-Fi or WLAN adapter for Panasonic Comfort Cloud and Aquarea Service Cloud | Aquarea Cloud adapter |  | CZ-TAW1B | x | 2025-04-01 |  |  |  | 1.624 | 0,480 | 0,070 | 0,160 | 0,145 | - | - | - | -
CZ-TAW1-CBL | 5025232985357 | A2W | ACCESSORY | m) Accessory | Cloud | 10 m extension cable for CZ-TAW1B | 10m extension cable for Cloud adapter | [7 empty] | 72 | 0,015 | 0,055 | 0,250 | 0,245 | - | - | - | -
PAW-A2W-EXTMETER | 8445409139180 | A2W | ACCESSORY | m) Accessory | Connectivity | External meter gateway for K series or later | External meter gateway | [7 empty] | 1.112,144 | 0,230 | 0,044 | 0,178 | 0,142 | - | - | - | -
CZ-NSMB | 4010869615631 | A2W | ACCESSORY | m) Accessory | Solar Connection | Modbus PCB for Big Aquarea T‑CAP M Series | Modbus gateway |  |  | x | 2025-01-01 |  |  |  | 880 | 0,378 | 0,050 | 0,160 | 0,110 | - | - | - | -
PAW-AZAW-MBS-1 | 8445409139241 | A2W | ACCESSORY | m) Accessory | Connectivity | Modbus gateway for H series or later (Airzone) | Modbus gateway | PAW-AZAW-MBS-M | [6 empty] | 952 | 0,107 | 0,040 | 0,170 | 0,140 | - | - | - | -
PAW-AZAW-MBS-M | 4010869599351 | A2W | ACCESSORY | m) Accessory | Connectivity | Modbus gateway for H series or later (Airzone) | Modbus gateway |  | PAW-AZAW-MBS-1 | x | 2024-11-01 |  |  |  | 952 | 0,107 | 0,040 | 0,170 | 0,140 | - | - | - | -
PAW-AW-MBS-H | 4010869257763 | A2W | ACCESSORY | m) Accessory | Connectivity | Modbus gateway for H series or later (Intesis) | Modbus gateway | [7 empty] | 1.270,750 | 0,200 | 0,085 | 0,130 | 0,115 | - | - | - | -
PAW-AZAW-KNX-1 | 8445409139258 | A2W | ACCESSORY | m) Accessory | Connectivity | KNX gateway for H series or later (Airzone) | KNX gateway |  |  | x | 2025-04-01 |  |  |  | 853,200 | 0,107 | 0,040 | 0,158 | 0,135 | - | - | - | -
PAW-AW-KNX-H | 4010869257756 | A2W | ACCESSORY | m) Accessory | Connectivity | KNX gateway for H series or later (Intesis) | KNX gateway | [7 empty] | 1.270,750 | 0,130 | 0,085 | 0,130 | 0,115 | - | - | - | -
PAW-A2W-CMH-2 | 4010869376129 | A2W | ACCESSORY | m) Accessory | Heat Pump Manager | Cascade manager for Aquarea heat pumps | Aquarea Cascade manager | PAW-A2W-CMH-3 | [6 empty] | 12.250 | 3,200 | 0,140 | 0,350 | 0,250 | - | - | - | -
PAW-A2W-CMH-3 | 4010869599405 | A2W | ACCESSORY | m) Accessory | Heat Pump Manager | Cascade manager for Aquarea heat pumps | Aquarea Cascade manager |  | PAW-A2W-CMH-2 | x | 2024-11-01 |  |  |  | 14.191,480 | 2,840 | 0,152 | 0,355 | 0,263 | - | - | - | -
PAW-A2W-CME4 | 4010869608794 | A2W | ACCESSORY | m) Accessory | Heat Pump Manager | Aquarea Cascade Edge (up to 4 Aquarea heat pumps) | Aquarea Cascade Edge 4 |  |  | x | 2024-11-01 |  |  |  | 12.740 | 2,200 | 0,200 | 0,260 | 0,245 | - | - | - | -
PAW-A2W-CME10 | 4010869608800 | A2W | ACCESSORY | m) Accessory | Heat Pump Manager | Aquarea Cascade Edge (up to 10 Aquarea heat pumps) | Aquarea Cascade Edge 10 |  |  | x | 2024-11-01 |  |  |  | 12.740 | 2,200 | 0,200 | 0,260 | 0,245 | - | - | - | -
KIT-TSRTXHPOXE | - | A2W | ACCESSORY | m) Accessory | Tado | Set of tado° Heat Pump Optimizer X and 1x Smart Radiator Thermostat X | HPO X + SRT X |  |  | x | 2024-11-01 |  |  |  | - | - | - | - | - | - | - | - | -
KIT-TSRTX4HPOXE | - | A2W | ACCESSORY | m) Accessory | Tado | Set of tado° Heat Pump Optimizer X and 4x tado° Smart Radiator Thermostat | HPO X + 4 SRT X |  |  | x | 2024-11-01 |  |  |  | - | - | - | - | - | - | - | - | -
KIT-TSTXHPOXE | - | A2W | ACCESSORY | m) Accessory | Tado | Set of tado° Heat Pump Optimizer X and 1x Smart Thermostat X | HPO X + ST X |  |  | x | 2024-11-01 |  |  |  | - | - | - | - | - | - | - | - | -
KIT-TSTXSRTX2HPOXE | - | A2W | ACCESSORY | m) Accessory | Tado | Set of tado° Heat Pump Optimizer X and 1x Smart Thermostat X and 2x Smart Radiator Thermostat X | HPO X + ST X + 2 SRT X |  |  | x | 2024-11-01 |  |  |  | - | - | - | - | - | - | - | - | -
KIT-TSTXSRTX2HPOXU | - | A2W | ACCESSORY | m) Accessory | Tado | Set of tado° Heat Pump Optimizer X and 1x Smart Thermostat X and 2x Smart Radiator Thermostat X | HPO X + ST X + 2 SRT X |  |  | x | 2024-11-01 |  |  |  | - | - | - | - | - | - | - | - | -
PAW-THPOXE | 4260328612521 | A2W | ACCESSORY | m) Accessory | Tado | tado° Heat Pump Optimizer X (with Europlug) | Heat Pump Manager X |  |  | x | 2024-11-01 |  |  |  | 1.827,360 | 0,564 | 0,141 | 0,216 | 0,065 | - | - | - | -
PAW-THPOXUK | 4260328612538 | A2W | ACCESSORY | m) Accessory | Tado | tado° Heat Pump Optimizer X (with UK plug) | Heat Pump Manager X UK |  |  | x | 2024-11-01 |  |  |  | 1.827,360 | 0,652 | 0,141 | 0,216 | 0,065 | - | - | - | -
PAW-TSRTX | 4260328612552 | A2W | ACCESSORY | m) Accessory | Tado | tado° Smart Radiator Thermostat X | Smart Radiator Thermostat X |  |  | x | 2024-11-01 |  |  |  | 600,240 | 0,250 | 0,080 | 0,123 | 0,061 | - | - | - | -
PAW-TSRTXB | 4260328612118 | A2W | ACCESSORY | m) Accessory | Tado | tado° Smart Radiator Thermostat X with Bridge X | Smart Radiator Thermostat X + Bridge X |  |  | x | 2024-11-01 |  |  |  | 1.205,523 | 0,441 | 0,121 | 0,123 | 0,081 | - | - | - | -
PAW-TSRTX4 | 4260328612125 | A2W | ACCESSORY | m) Accessory | Tado | 4x tado° Smart Radiator Thermostat X | 4 Smart Radiator Thermostat X |  |  | x | 2024-11-01 |  |  |  | 2.362,041 | 1 | 0,121 | 0,241 | 0,081 | - | - | - | -
PAW-TSTX | 4260328612569 | A2W | ACCESSORY | m) Accessory | Tado | tado° Smart Thermostat X | Smart Thermostat X |  |  | x | 2024-11-01 |  |  |  | 679,052 | 0,287 | 0,121 | 0,122 | 0,046 | - | - | - | -
PAW-TSTXB | 4260328612132 | A2W | ACCESSORY | m) Accessory | Tado | tado° Smart Thermostat X with Bridge X | Smart Thermostat X + Bridge X |  |  | x | 2024-11-01 |  |  |  | 1.579,534 | 0,478 | 0,121 | 0,122 | 0,107 | - | - | - | -
PAW-TWTSX | 4260328612064 | A2W | ACCESSORY | m) Accessory | Tado | tado° Wireless Temperature Sensor X | Wireless Temperature Sensor X |  |  | x | 2024-11-01 |  |  |  | 679,052 | 0,250 | 0,121 | 0,122 | 0,046 | - | - | - | -
PAW-TSTXSRTX2B | 4260328612149 | A2W | ACCESSORY | m) Accessory | Tado | Set of 1x Smart Thermostat X, 2x Smart Radiator Thermostat X and 1x Bridge X | 1 ST + 2 SRT + Bridge X |  |  | x | 2024-11-01 |  |  |  | 2.737,867 | 0,978 | 0,121 | 0,187 | 0,121 | - | - | - | -
PAW-TBX | 4260328612071 | A2W | ACCESSORY | m) Accessory | Tado | tado° Bridge X | Bridge X |  |  | x | 2024-11-01 |  |  |  | 600,240 | 0,191 | 0,080 | 0,123 | 0,061 | - | - | - | -
PAW-A2W-RTWIRELESS | 4010869202404 | A2W | ACCESSORY | m) Accessory | Connectivity | Wireless LCD room thermostat with weekly timer | Wireless room thermostat | [7 empty] | 1.165,500 | 0,346 | 0,090 | 0,185 | 0,070 | - | - | - | -
PAW-A2W-RTWIRED | 4010869202398 | A2W | ACCESSORY | m) Accessory | Connectivity | Wired LCD room thermostat with weekly timer | Wireed room thermostat | [7 empty] | 859,950 | 0,350 | 0,135 | 0,098 | 0,065 | - | - | - | -
PAW-A2W-TSBH | 4010869555760 | A2W | ACCESSORY | m) Accessory | H Generation Cables | In-line heater sensor for the control module M Series. | In-line heater sensor |  |  | x | 2025-01-01 |  |  |  | 831,040 | 0,160 | 0,056 | 0,140 | 0,106 | - | - | - | -
PAW-A2W-TSBU | 4010869209298 | A2W | ACCESSORY | m) Accessory | H Generation Cables | Buffer tank sensor (PAW-A2W-TSHC required) | Buffer tank sensor | [7 empty] | 57,600 | 0,045 | 0,018 | 0,100 | 0,032 | - | - | - | -
PAW-A2W-TSSO | 4010869209335 | A2W | ACCESSORY | m) Accessory | H Generation Cables | Solar sensor | Solar sensor | [7 empty] | 57,600 | 0,048 | 0,018 | 0,100 | 0,032 | - | - | - | -
PAW-A2W-TSOD | 4010869209304 | A2W | ACCESSORY | m) Accessory | H Generation Cables | Outdoor ambient sensor | Outdoor ambient sensor | [7 empty] | 369,600 | 0,075 | 0,100 | 0,077 | 0,048 | - | - | - | -
PAW-A2W-TSRT | 4010869209328 | A2W | ACCESSORY | m) Accessory | H Generation Cables | Zone room sensor | Zone room sensor | [7 empty] | 321,816 | 0,085 | 0,106 | 0,092 | 0,033 | - | - | - | -
PAW-A2W-TSHC | 4010869209311 | A2W | ACCESSORY | m) Accessory | H Generation Cables | Zone water sensor | Zone water sensor | [7 empty] | 362,208 | 0,091 | 0,098 | 0,077 | 0,048 | - | - | - | -
PAW-A2W-MGTFILTER | 4010869360371 | A2W | ACCESSORY | m) Accessory | Hydraulic Accessories | Optional magnet for the water filter on H Series | Optional magnet filter | [7 empty] | 294 | 0,070 | 0,060 | 0,070 | 0,070 | - | - | - | -
P-FAL10SC-HLE | 4010869593144 | A2W | ACCESSORY | q) Aquarea Air | Floor | Floor standing Fan coil. On-board display. Left-hand piping. Built-in 3-way valve | Fan Coil Floor standing |  |  | x | 2024-11-01 |  |  |  | 118.818 | 18 | 0,690 | 0,820 | 0,210 | - | - | - | -
P-FAL10SC-RLE | 4010869593151 | A2W | ACCESSORY | q) Aquarea Air | Floor | Floor standing Fan coil. With PCB for wall-mounted control. Left-hand piping. Built-in 3-way valve | Fan Coil Floor standing |  |  | x | 2024-11-01 |  |  |  | 119.395,500 | 18 | 0,685 | 0,830 | 0,210 | - | - | - | -
P-FAL20SC-HLE | 4010869593168 | A2W | ACCESSORY | q) Aquarea Air | Floor | Floor standing Fan coil. On-board display. Left-hand piping. Built-in 3-way valve | Fan Coil Floor standing |  |  | x | 2024-11-01 |  |  |  | 150.696 | 21 | 0,690 | 1,040 | 0,210 | - | - | - | -
P-FAL20SC-RLE | 4010869593175 | A2W | ACCESSORY | q) Aquarea Air | Floor | Floor standing Fan coil. With PCB for wall-mounted control. Left-hand piping. Built-in 3-way valve | Fan Coil Floor standing |  |  | x | 2024-11-01 |  |  |  | 149.971,500 | 21 | 0,690 | 1,035 | 0,210 | - | - | - | -
P-FAL30SC-HLE | 4010869593182 | A2W | ACCESSORY | q) Aquarea Air | Floor | Floor standing Fan coil. On-board display. Left-hand piping. Built-in 3-way valve | Fan Coil Floor standing |  |  | x | 2024-11-01 |  |  |  | 178.227 | 24 | 0,690 | 1,230 | 0,210 | - | - | - | -
P-FAL30SC-RLE | 4010869593199 | A2W | ACCESSORY | q) Aquarea Air | Floor | Floor standing Fan coil. With PCB for wall-mounted control. Left-hand piping. Built-in 3-way valve | Fan Coil Floor standing |  |  | x | 2024-11-01 |  |  |  | 178.227 | 24 | 0,690 | 1,230 | 0,210 | - | - | - | -
P-FAL35SC-HLE | 4010869593205 | A2W | ACCESSORY | q) Aquarea Air | Floor | Floor standing Fan coil. On-board display. Left-hand piping. Built-in 3-way valve | Fan Coil Floor standing |  |  | x | 2024-11-01 |  |  |  | 203.739,250 | 27 | 0,695 | 1,430 | 0,205 | - | - | - | -
P-FAL35SC-RLE | 4010869593212 | A2W | ACCESSORY | q) Aquarea Air | Floor | Floor standing Fan coil. With PCB for wall-mounted control. Left-hand piping. Built-in 3-way valve | Fan Coil Floor standing |  |  | x | 2024-11-01 |  |  |  | 207.207 | 27 | 0,690 | 1,430 | 0,210 | - | - | - | -
P-FAL40SC-HLE | 4010869593229 | A2W | ACCESSORY | q) Aquarea Air | Floor | Floor standing Fan coil. On-board display. Left-hand piping. Built-in 3-way valve | Fan Coil Floor standing |  |  | x | 2024-11-01 |  |  |  | 239.610 | 30 | 0,700 | 1,630 | 0,210 | - | - | - | -
P-FAL40SC-RLE | 4010869593236 | A2W | ACCESSORY | q) Aquarea Air | Floor | Floor standing Fan coil. With PCB for wall-mounted control. Left-hand piping. Built-in 3-way valve | Fan Coil Floor standing |  |  | x | 2024-11-01 |  |  |  | 236.187 | 30 | 0,690 | 1,630 | 0,210 | - | - | - | -
P-FAL10SC-00E | 4010869593243 | A2W | ACCESSORY | q) Aquarea Air | Floor | Floor standing Fan coil. Left-hand piping. | Fan Coil Floor standing |  |  | x | 2024-11-01 |  |  |  | 121.716 | 18 | 0,690 | 0,840 | 0,210 | - | - | - | -
P-FAL10DC-00E | 4010869593250 | A2W | ACCESSORY | q) Aquarea Air | Floor | Floor standing Fan coil. Right-hand piping. | Fan Coil Floor standing |  |  | x | 2024-11-01 |  |  |  | 122.010 | 18 | 0,700 | 0,830 | 0,210 | - | - | - | -
P-FAL20SC-00E | 4010869593267 | A2W | ACCESSORY | q) Aquarea Air | Floor | Floor standing Fan coil. Left-hand piping. | Fan Coil Floor standing |  |  | x | 2024-11-01 |  |  |  | 149.247 | 21 | 0,690 | 1,030 | 0,210 | - | - | - | -
P-FAL20DC-00E | 4010869593274 | A2W | ACCESSORY | q) Aquarea Air | Floor | Floor standing Fan coil. Right-hand piping. | Fan Coil Floor standing |  |  | x | 2024-11-01 |  |  |  | 152.880 | 21 | 0,700 | 1,040 | 0,210 | - | - | - | -
P-FAL30SC-00E | 4010869593281 | A2W | ACCESSORY | q) Aquarea Air | Floor | Floor standing Fan coil. Left-hand piping. | Fan Coil Floor standing |  |  | x | 2024-11-01 |  |  |  | 178.227 | 24 | 0,690 | 1,230 | 0,210 | - | - | - | -
P-FAL30DC-00E | 4010869593298 | A2W | ACCESSORY | q) Aquarea Air | Floor | Floor standing Fan coil. Right-hand piping. | Fan Coil Floor standing |  |  | x | 2024-11-01 |  |  |  | 169.740 | 24 | 0,690 | 1,230 | 0,200 | - | - | - | -
P-FAL35SC-00E | 4010869593304 | A2W | ACCESSORY | q) Aquarea Air | Floor | Floor standing Fan coil. Left-hand piping. | Fan Coil Floor standing |  |  | x | 2024-11-01 |  |  |  | 210.210 | 27 | 0,700 | 1,430 | 0,210 | - | - | - | -
P-FAL35DC-00E | 4010869593311 | A2W | ACCESSORY | q) Aquarea Air | Floor | Floor standing Fan coil. Right-hand piping. | Fan Coil Floor standing |  |  | x | 2024-11-01 |  |  |  | 201.600 | 27 | 0,700 | 1,440 | 0,200 | - | - | - | -
P-FAL40SC-00E | 4010869593328 | A2W | ACCESSORY | q) Aquarea Air | Floor | Floor standing Fan coil. Left-hand piping. | Fan Coil Floor standing |  |  | x | 2024-11-01 |  |  |  | 236.187 | 30 | 0,690 | 1,630 | 0,210 | - | - | - | -
P-FAL40DC-00E | 4010869593335 | A2W | ACCESSORY | q) Aquarea Air | Floor | Floor standing Fan coil. Right-hand piping. | Fan Coil Floor standing |  |  | x | 2024-11-01 |  |  |  | 237.636 | 30 | 0,690 | 1,640 | 0,210 | - | - | - | -
P-FMM10DC-RNE | 4010869593342 | A2W | ACCESSORY | q) Aquarea Air | Wall | Wall-mounted Fan coil. With PCB for wall-mounted control. Right-hand piping. Built-in 3-way valve | Fan Coil Wall mounted |  |  | x | 2024-11-01 |  |  |  | 34.947,200 | 15 | 0,335 | 0,815 | 0,128 | - | - | - | -
P-FMM15DC-RNE | 4010869593359 | A2W | ACCESSORY | q) Aquarea Air | Wall | Wall-mounted Fan coil. With PCB for wall-mounted control. Right-hand piping. Built-in 3-way valve | Fan Coil Wall mounted |  |  | x | 2024-11-01 |  |  |  | 43.523,200 | 17 | 0,335 | 1,015 | 0,128 | - | - | - | -
P-FMM20DC-RNE | 4010869593366 | A2W | ACCESSORY | q) Aquarea Air | Wall | Wall-mounted Fan coil. With PCB for wall-mounted control. Right-hand piping. Built-in 3-way valve | Fan Coil Wall mounted |  |  | x | 2024-11-01 |  |  |  | 121.044 | 20 | 0,440 | 1,310 | 0,210 | - | - | - | -
P-FMM10DC-QNE | 4010869593373 | A2W | ACCESSORY | q) Aquarea Air | Wall | Wall-mounted Fan coil. On-board display and IR control. Right-hand piping. Built-in 3-way valve | Fan Coil Wall mounted |  |  | x | 2024-11-01 |  |  |  | 34.947,200 | 15 | 0,335 | 0,815 | 0,128 | - | - | - | -
P-FMM15DC-QNE | 4010869593380 | A2W | ACCESSORY | q) Aquarea Air | Wall | Wall-mounted Fan coil. On-board display and IR control. Right-hand piping. Built-in 3-way valve | Fan Coil Wall mounted |  |  | x | 2024-11-01 |  |  |  | 43.523,200 | 17 | 0,335 | 1,015 | 0,128 | - | - | - | -
P-FMM20DC-QNE | 4010869593397 | A2W | ACCESSORY | q) Aquarea Air | Wall | Wall-mounted Fan coil. On-board display and IR control. Right-hand piping. Built-in 3-way valve | Fan Coil Wall mounted |  |  | x | 2024-11-01 |  |  |  | 123.795 | 19,600 | 0,450 | 1,310 | 0,210 | - | - | - | -
P-FMM10DC-R0E | 4010869593403 | A2W | ACCESSORY | q) Aquarea Air | Wall | Wall-mounted Fan coil. With PCB for wall-mounted control. Right-hand piping. | Fan Coil Wall mounted |  |  | x | 2024-11-01 |  |  |  | 34.947,200 | 15 | 0,335 | 0,815 | 0,128 | - | - | - | -
P-FMM15DC-R0E | 4010869593410 | A2W | ACCESSORY | q) Aquarea Air | Wall | Wall-mounted Fan coil. With PCB for wall-mounted control. Right-hand piping. | Fan Coil Wall mounted |  |  | x | 2024-11-01 |  |  |  | 105.840 | 17 | 0,450 | 1,120 | 0,210 | - | - | - | -
P-FMM20DC-R0E | 4010869593427 | A2W | ACCESSORY | q) Aquarea Air | Wall | Wall-mounted Fan coil. With PCB for wall-mounted control. Right-hand piping. | Fan Coil Wall mounted |  |  | x | 2024-11-01 |  |  |  | 52.099,200 | 20 | 0,335 | 1,215 | 0,128 | - | - | - | -
P-FMM10DC-Q0E | 4010869593434 | A2W | ACCESSORY | q) Aquarea Air | Wall | Wall-mounted Fan coil. On-board display and IR control. Right-hand piping. | Fan Coil Wall mounted |  |  | x | 2024-11-01 |  |  |  | 34.947,200 | 15 | 0,335 | 0,815 | 0,128 | - | - | - | -
P-FMM15DC-Q0E | 4010869593441 | A2W | ACCESSORY | q) Aquarea Air | Wall | Wall-mounted Fan coil. On-board display and IR control. Right-hand piping. | Fan Coil Wall mounted |  |  | x | 2024-11-01 |  |  |  | 43.523,200 | 17 | 0,335 | 1,015 | 0,128 | - | - | - | -
P-FMM20DC-Q0E | 4010869593458 | A2W | ACCESSORY | q) Aquarea Air | Wall | Wall-mounted Fan coil. On-board display and IR control. Right-hand piping. | Fan Coil Wall mounted |  |  | x | 2024-11-01 |  |  |  | 126.522 | 18,400 | 0,450 | 1,320 | 0,213 | - | - | - | -
P-FMM10DC-V0E | 4010869593465 | A2W | ACCESSORY | q) Aquarea Air | Wall | Wall-mounted Fan coil. With PCB for analog control (0-10V). Right-hand piping. | Fan Coil Wall mounted |  |  | x | 2024-11-01 |  |  |  | 34.947,200 | 15 | 0,335 | 0,815 | 0,128 | - | - | - | -
P-FMM15DC-V0E | 4010869593472 | A2W | ACCESSORY | q) Aquarea Air | Wall | Wall-mounted Fan coil. With PCB for analog control (0-10V). Right-hand piping. | Fan Coil Wall mounted |  |  | x | 2024-11-01 |  |  |  | 43.523,200 | 17 | 0,335 | 1,015 | 0,128 | - | - | - | -
P-FMM20DC-V0E | 4010869593489 | A2W | ACCESSORY | q) Aquarea Air | Wall | Wall-mounted Fan coil. With PCB for analog control (0-10V). Right-hand piping. | Fan Coil Wall mounted |  |  | x | 2024-11-01 |  |  |  | 52.099,200 | 20 | 0,335 | 1,215 | 0,128 | - | - | - | -
P-FMM10SC-Q0E | 4010869593496 | A2W | ACCESSORY | q) Aquarea Air | Wall | Wall-mounted Fan coil. On-board display and IR control. Left-hand piping. | Fan Coil Wall mounted |  |  | x | 2024-11-01 |  |  |  | 34.947,200 | 15 | 0,335 | 0,815 | 0,128 | - | - | - | -
P-FMM15SC-Q0E | 4010869593502 | A2W | ACCESSORY | q) Aquarea Air | Wall | Wall-mounted Fan coil. On-board display and IR control. Left-hand piping. | Fan Coil Wall mounted |  |  | x | 2024-11-01 |  |  |  | 43.523,200 | 17 | 0,335 | 1,015 | 0,128 | - | - | - | -
P-FMM20SC-Q0E | 4010869593519 | A2W | ACCESSORY | q) Aquarea Air | Wall | Wall-mounted Fan coil. On-board display and IR control. Left-hand piping. | Fan Coil Wall mounted |  |  | x | 2024-11-01 |  |  |  | 121.044 | 20 | 0,440 | 1,310 | 0,210 | - | - | - | -
P-FMM10SC-R0E | 4010869593526 | A2W | ACCESSORY | q) Aquarea Air | Wall | Wall-mounted Fan coil. With PCB for wall-mounted control. Left-hand piping. | Fan Coil Wall mounted |  |  | x | 2024-11-01 |  |  |  | 34.947,200 | 15 | 0,335 | 0,815 | 0,128 | - | - | - | -
P-FMM15SC-R0E | 4010869593533 | A2W | ACCESSORY | q) Aquarea Air | Wall | Wall-mounted Fan coil. With PCB for wall-mounted control. Left-hand piping. | Fan Coil Wall mounted |  |  | x | 2024-11-01 |  |  |  | 43.523,200 | 17 | 0,335 | 1,015 | 0,128 | - | - | - | -
P-FMM20SC-R0E | 4010869593540 | A2W | ACCESSORY | q) Aquarea Air | Wall | Wall-mounted Fan coil. With PCB for wall-mounted control. Left-hand piping. | Fan Coil Wall mounted |  |  | x | 2024-11-01 |  |  |  | 121.044 | 20 | 0,440 | 1,310 | 0,210 | - | - | - | -
P-FMM10SC-V0E | 4010869593557 | A2W | ACCESSORY | q) Aquarea Air | Wall | Wall-mounted Fan coil. With PCB for analog control (0-10V). Left-hand piping. | Fan Coil Wall mounted |  |  | x | 2024-11-01 |  |  |  | 34.947,200 | 15 | 0,335 | 0,815 | 0,128 | - | - | - | -
P-FMM15SC-V0E | 4010869593564 | A2W | ACCESSORY | q) Aquarea Air | Wall | Wall-mounted Fan coil. With PCB for analog control (0-10V). Left-hand piping. | Fan Coil Wall mounted |  |  | x | 2024-11-01 |  |  |  | 43.523,200 | 17 | 0,335 | 1,015 | 0,128 | - | - | - | -
P-FMM20SC-V0E | 4010869593571 | A2W | ACCESSORY | q) Aquarea Air | Wall | Wall-mounted Fan coil. With PCB for analog control (0-10V). Left-hand piping. | Fan Coil Wall mounted |  |  | x | 2024-11-01 |  |  |  | 52.099,200 | 20 | 0,335 | 1,215 | 0,128 | - | - | - | -
P-FMM40DC-RNE | 4010869593588 | A2W | ACCESSORY | q) Aquarea Air | Wall | Wall-mounted Fan coil. With PCB for wall-mounted control. Right-hand piping. Built-in 3-way valve | Fan Coil Wall mounted |  |  | x | 2024-11-01 |  |  |  | 190.960 | 20 | 0,440 | 1,400 | 0,310 | - | - | - | -
P-FMM40DC-QNE | 4010869593595 | A2W | ACCESSORY | q) Aquarea Air | Wall | Wall-mounted Fan coil. On-board display and IR control. Right-hand piping. Built-in 3-way valve | Fan Coil Wall mounted |  |  | x | 2024-11-01 |  |  |  | 187.922 | 20 | 0,433 | 1,400 | 0,310 | - | - | - | -
P-FMM40DC-R0E | 4010869593601 | A2W | ACCESSORY | q) Aquarea Air | Wall | Wall-mounted Fan coil. With PCB for wall-mounted control. Right-hand piping. | Fan Coil Wall mounted |  |  | x | 2024-11-01 |  |  |  | 195.300 | 20 | 0,450 | 1,400 | 0,310 | - | - | - | -
P-FMM40DC-Q0E | 4010869593618 | A2W | ACCESSORY | q) Aquarea Air | Wall | Wall-mounted Fan coil. On-board display and IR control. Right-hand piping. | Fan Coil Wall mounted |  |  | x | 2024-11-01 |  |  |  | 192.520,125 | 20 | 0,435 | 1,405 | 0,315 | - | - | - | -
P-FMM40DC-V0E | 4010869593625 | A2W | ACCESSORY | q) Aquarea Air | Wall | Wall-mounted Fan coil. With PCB for analog control (0-10V). Right-hand piping. | Fan Coil Wall mounted |  |  | x | 2024-11-01 |  |  |  | 89.671,125 | 25 | 0,335 | 1,245 | 0,215 | - | - | - | -
P-FTN15R05-RE | 4010869593656 | A2W | ACCESSORY | q) Aquarea Air | Ducted | Ducted Thin Fan coil. With PCB for wall-mounted control. Right-hand piping. | Fan Coil Ducted Thin |  |  | x | 2024-11-01 |  |  |  | 192.974,250 | 20,600 | 0,295 | 0,890 | 0,735 | - | - | - | -
P-FTN20R05-RE | 4010869593663 | A2W | ACCESSORY | q) Aquarea Air | Ducted | Ducted Thin Fan coil. With PCB for wall-mounted control. Right-hand piping. | Fan Coil Ducted Thin |  |  | x | 2024-11-01 |  |  |  | 234.569,250 | 24,400 | 0,285 | 0,930 | 0,885 | - | - | - | -
P-FTN25R05-RE | 4010869593670 | A2W | ACCESSORY | q) Aquarea Air | Ducted | Ducted Thin Fan coil. With PCB for wall-mounted control. Right-hand piping. | Fan Coil Ducted Thin |  |  | x | 2024-11-01 |  |  |  | 301.710 | 35,600 | 0,300 | 1,130 | 0,890 | - | - | - | -
P-FTN35R05-RE | 4010869593687 | A2W | ACCESSORY | q) Aquarea Air | Ducted | Ducted Thin Fan coil. With PCB for wall-mounted control. Right-hand piping. | Fan Coil Ducted Thin |  |  | x | 2024-11-01 |  |  |  | 362.385,750 | 35,600 | 0,305 | 1,335 | 0,890 | - | - | - | -
P-FTN45R05-RE | 4010869593694 | A2W | ACCESSORY | q) Aquarea Air | Ducted | Ducted Thin Fan coil. With PCB for wall-mounted control. Right-hand piping. | Fan Coil Ducted Thin |  |  | x | 2024-11-01 |  |  |  | 380.306 | 46 | 0,290 | 1,660 | 0,790 | - | - | - | -
P-FTN15R05-JE | 4010869593700 | A2W | ACCESSORY | q) Aquarea Air | Ducted | Ducted Thin Fan coil. With PCB for analog control (0-10V). Right-hand piping. | Fan Coil Ducted Thin |  |  | x | 2024-11-01 |  |  |  | 62.761,250 | 30 | 0,575 | 0,590 | 0,185 | - | - | - | -
P-FTN20R05-JE | 4010869593717 | A2W | ACCESSORY | q) Aquarea Air | Ducted | Ducted Thin Fan coil. With PCB for analog control (0-10V). Right-hand piping. | Fan Coil Ducted Thin |  |  | x | 2024-11-01 |  |  |  | 84.036,250 | 41 | 0,575 | 0,790 | 0,185 | - | - | - | -
P-FTN25R05-JE | 4010869593724 | A2W | ACCESSORY | q) Aquarea Air | Ducted | Ducted Thin Fan coil. With PCB for analog control (0-10V). Right-hand piping. | Fan Coil Ducted Thin |  |  | x | 2024-11-01 |  |  |  | 105.311,250 | 45 | 0,575 | 0,990 | 0,185 | - | - | - | -
P-FTN35R05-JE | 4010869593731 | A2W | ACCESSORY | q) Aquarea Air | Ducted | Ducted Thin Fan coil. With PCB for analog control (0-10V). Right-hand piping. | Fan Coil Ducted Thin |  |  | x | 2024-11-01 |  |  |  | 126.586,250 | 54 | 0,575 | 1,190 | 0,185 | - | - | - | -
P-FTN45R05-JE | 4010869593748 | A2W | ACCESSORY | q) Aquarea Air | Ducted | Ducted Thin Fan coil. With PCB for analog control (0-10V). Right-hand piping. | Fan Coil Ducted Thin |  |  | x | 2024-11-01 |  |  |  | 153.180 | 65 | 0,575 | 1,440 | 0,185 | - | - | - | -
P-FTN15O05-RE | 4010869593779 | A2W | ACCESSORY | q) Aquarea Air | Ducted | Ducted Thin Fan coil. With PCB for wall-mounted control. Left-hand piping. | Fan Coil Ducted Thin |  |  | x | 2024-11-01 |  |  |  | 191.890,125 | 20,600 | 0,295 | 0,885 | 0,735 | - | - | - | -
P-FTN20O05-RE | 4010869593786 | A2W | ACCESSORY | q) Aquarea Air | Ducted | Ducted Thin Fan coil. With PCB for wall-mounted control. Left-hand piping. | Fan Coil Ducted Thin |  |  | x | 2024-11-01 |  |  |  | 235.752 | 24,200 | 0,285 | 0,940 | 0,880 | - | - | - | -
P-FTN25O05-RE | 4010869593793 | A2W | ACCESSORY | q) Aquarea Air | Ducted | Ducted Thin Fan coil. With PCB for wall-mounted control. Left-hand piping. | Fan Coil Ducted Thin |  |  | x | 2024-11-01 |  |  |  | 291.653 | 30,800 | 0,290 | 1,130 | 0,890 | - | - | - | -
P-FTN35O05-RE | 4010869593809 | A2W | FAN COIL | q) Aquarea Air | Ducted | Ducted Thin Fan coil. With PCB for wall-mounted control. Left-hand piping. | Fan Coil Ducted Thin |  |  | x | 2024-11-01 |  |  |  | 345.854 | 35,600 | 0,290 | 1,340 | 0,890 | - | - | - | -
P-FTN45O05-RE | 4010869593816 | A2W | FAN COIL | q) Aquarea Air | Ducted | Ducted Thin Fan coil. With PCB for wall-mounted control. Left-hand piping. | Fan Coil Ducted Thin |  |  | x | 2024-11-01 |  |  |  | 385.120 | 45 | 0,290 | 1,660 | 0,800 | - | - | - | -
P-FTN15O05-JE | 4010869593823 | A2W | FAN COIL | q) Aquarea Air | Ducted | Ducted Thin Fan coil. With PCB for analog control (0-10V). Left-hand piping. | Fan Coil Ducted Thin |  |  | x | 2024-11-01 |  |  |  | 62.761,250 | 30 | 0,575 | 0,590 | 0,185 | - | - | - | -
P-FTN20O05-JE | 4010869593830 | A2W | FAN COIL | q) Aquarea Air | Ducted | Ducted Thin Fan coil. With PCB for analog control (0-10V). Left-hand piping. | Fan Coil Ducted Thin |  |  | x | 2024-11-01 |  |  |  | 84.036,250 | 41 | 0,575 | 0,790 | 0,185 | - | - | - | -
P-FTN25O05-JE | 4010869593847 | A2W | FAN COIL | q) Aquarea Air | Ducted | Ducted Thin Fan coil. With PCB for analog control (0-10V). Left-hand piping. | Fan Coil Ducted Thin |  |  | x | 2024-11-01 |  |  |  | 105.311,250 | 45 | 0,575 | 0,990 | 0,185 | - | - | - | -
P-FTN35O05-JE | 4010869593854 | A2W | FAN COIL | q) Aquarea Air | Ducted | Ducted Thin Fan coil. With PCB for analog control (0-10V). Left-hand piping. | Fan Coil Ducted Thin |  |  | x | 2024-11-01 |  |  |  | 126.586,250 | 54 | 0,575 | 1,190 | 0,185 | - | - | - | -
P-FTN45O05-JE | 4010869593861 | A2W | FAN COIL | q) Aquarea Air | Ducted | Ducted Thin Fan coil. With PCB for analog control (0-10V). Left-hand piping. | Fan Coil Ducted Thin |  |  | x | 2024-11-01 |  |  |  | 153.180 | 65 | 0,575 | 1,440 | 0,185 | - | - | - | -
P-FSN20R05-RE | - | A2W | FAN COIL | q) Aquarea Air | Ducted | Ducted Fan coil. With PCB for wall-mounted control. Right-hand piping. | Fan Coil Ducted |  |  | x | 2024-11-01 |  |  |  | - | - | - | - | - | - | - | - | -
P-FSN25R05-RE | - | A2W | FAN COIL | q) Aquarea Air | Ducted | Ducted Fan coil. With PCB for wall-mounted control. Right-hand piping. | Fan Coil Ducted |  |  | x | 2024-11-01 |  |  |  | - | - | - | - | - | - | - | - | -
P-FSN35R05-RE | - | A2W | FAN COIL | q) Aquarea Air | Ducted | Ducted Fan coil. With PCB for wall-mounted control. Right-hand piping. | Fan Coil Ducted |  |  | x | 2024-11-01 |  |  |  | - | - | - | - | - | - | - | - | -
P-FSN45R05-RE | - | A2W | FAN COIL | q) Aquarea Air | Ducted | Ducted Fan coil. With PCB for wall-mounted control. Right-hand piping. | Fan Coil Ducted |  |  | x | 2024-11-01 |  |  |  | - | - | - | - | - | - | - | - | -
P-FSN55R05-RE | 4010869593632 | A2W | FAN COIL | q) Aquarea Air | Ducted | Ducted Fan coil. With PCB for wall-mounted control. Right-hand piping. | Fan Coil Ducted |  |  | x | 2024-11-01 |  |  |  | 240.192 | 67 | 0,695 | 1,440 | 0,240 | - | - | - | -
P-FSN20R05-JE | - | A2W | FAN COIL | q) Aquarea Air | Ducted | Ducted Fan coil. With PCB for analog control (0-10V). Right-hand piping. | Fan Coil Ducted |  |  | x | 2024-11-01 |  |  |  | - | - | - | - | - | - | - | - | -
P-FSN25R05-JE | - | A2W | FAN COIL | q) Aquarea Air | Ducted | Ducted Fan coil. With PCB for analog control (0-10V). Right-hand piping. | Fan Coil Ducted |  |  | x | 2024-11-01 |  |  |  | - | - | - | - | - | - | - | - | -
P-FSN35R05-JE | - | A2W | FAN COIL | q) Aquarea Air | Ducted | Ducted Fan coil. With PCB for analog control (0-10V). Right-hand piping. | Fan Coil Ducted |  |  | x | 2024-11-01 |  |  |  | - | - | - | - | - | - | - | - | -
P-FSN45R05-JE | - | A2W | FAN COIL | q) Aquarea Air | Ducted | Ducted Fan coil. With PCB for analog control (0-10V). Right-hand piping. | Fan Coil Ducted |  |  | x | 2024-11-01 |  |  |  | - | - | - | - | - | - | - | - | -
P-FSN55R05-JE | 4010869593649 | A2W | FAN COIL | q) Aquarea Air | Ducted | Ducted Fan coil. With PCB for analog control (0-10V). Right-hand piping. | Fan Coil Ducted |  |  | x | 2024-11-01 |  |  |  | 240.192 | 67 | 0,695 | 1,440 | 0,240 | - | - | - | -
P-FSN20O05-RE | - | A2W | FAN COIL | q) Aquarea Air | Ducted | Ducted Fan coil. With PCB for wall-mounted control. Left-hand piping. | Fan Coil Ducted |  |  | x | 2024-11-01 |  |  |  | - | - | - | - | - | - | - | - | -
P-FSN25O05-RE | - | A2W | FAN COIL | q) Aquarea Air | Ducted | Ducted Fan coil. With PCB for wall-mounted control. Left-hand piping. | Fan Coil Ducted |  |  | x | 2024-11-01 |  |  |  | - | - | - | - | - | - | - | - | -
P-FSN35O05-RE | - | A2W | FAN COIL | q) Aquarea Air | Ducted | Ducted Fan coil. With PCB for wall-mounted control. Left-hand piping. | Fan Coil Ducted |  |  | x | 2024-11-01 |  |  |  | - | - | - | - | - | - | - | - | -
P-FSN45O05-RE | - | A2W | FAN COIL | q) Aquarea Air | Ducted | Ducted Fan coil. With PCB for wall-mounted control. Left-hand piping. | Fan Coil Ducted |  |  | x | 2024-11-01 |  |  |  | - | - | - | - | - | - | - | - | -
P-FSN55O05-RE | 4010869593755 | A2W | FAN COIL | q) Aquarea Air | Ducted | Ducted Fan coil. With PCB for wall-mounted control. Left-hand piping. | Fan Coil Ducted |  |  | x | 2024-11-01 |  |  |  | 240.192 | 67 | 0,695 | 1,440 | 0,240 | - | - | - | -
P-FSN20O05-JE | - | A2W | FAN COIL | q) Aquarea Air | Ducted | Ducted Fan coil. With PCB for analog control (0-10V). Left-hand piping. | Fan Coil Ducted |  |  | x | 2024-11-01 |  |  |  | - | - | - | - | - | - | - | - | -
P-FSN25O05-JE | - | A2W | FAN COIL | q) Aquarea Air | Ducted | Ducted Fan coil. With PCB for analog control (0-10V). Left-hand piping. | Fan Coil Ducted |  |  | x | 2024-11-01 |  |  |  | - | - | - | - | - | - | - | - | -
P-FSN35O05-JE | - | A2W | FAN COIL | q) Aquarea Air | Ducted | Ducted Fan coil. With PCB for analog control (0-10V). Left-hand piping. | Fan Coil Ducted |  |  | x | 2024-11-01 |  |  |  | - | - | - | - | - | - | - | - | -
P-FSN45O05-JE | - | A2W | FAN COIL | q) Aquarea Air | Ducted | Ducted Fan coil. With PCB for analog control (0-10V). Left-hand piping. | Fan Coil Ducted |  |  | x | 2024-11-01 |  |  |  | - | - | - | - | - | - | - | - | -
P-FSN55O05-JE | 4010869593762 | A2W | FAN COIL | q) Aquarea Air | Ducted | Ducted Fan coil. With PCB for analog control (0-10V). Left-hand piping. | Fan Coil Ducted |  |  | x | 2024-11-01 |  |  |  | 240.192 | 67 | 0,695 | 1,440 | 0,240 | - | - | - | -
P-FSQ30R05-RE | 4010869593878 | A2W | FAN COIL | q) Aquarea Air | Ducted | Ducted Multi Zone Fan coil.With PCB for wall-mounted control. Right-hand piping. | Fan Coil Ducted Multi Zone |  |  | x | 2024-11-01 |  |  |  | 242.614 | 31 | 0,290 | 0,940 | 0,890 | - | - | - | -
P-FSQ45R05-RE | 4010869593885 | A2W | FAN COIL | q) Aquarea Air | Ducted | Ducted Multi Zone Fan coil.With PCB for wall-mounted control. Right-hand piping. | Fan Coil Ducted Multi Zone |  |  | x | 2024-11-01 |  |  |  | 291.653 | 42 | 0,290 | 1,130 | 0,890 | - | - | - | -
P-FSQ60R05-RE | 4010869593892 | A2W | FAN COIL | q) Aquarea Air | Ducted | Ducted Multi Zone Fan coil.With PCB for wall-mounted control. Right-hand piping. | Fan Coil Ducted Multi Zone |  |  | x | 2024-11-01 |  |  |  | 198.492 | 56 | 0,695 | 1,190 | 0,240 | - | - | - | -
P-FSQ75R05-RE | 4010869593908 | A2W | FAN COIL | q) Aquarea Air | Ducted | Ducted Multi Zone Fan coil.With PCB for wall-mounted control. Right-hand piping. | Fan Coil Ducted Multi Zone |  |  | x | 2024-11-01 |  |  |  | 382.800 | 61 | 0,290 | 1,650 | 0,800 | - | - | - | -
P-FSQ30R05-JE | 4010869593915 | A2W | FAN COIL | q) Aquarea Air | Ducted | Ducted Multi Zone Fan coil.With PCB for analog control (0-10V). Right-hand piping. | Fan Coil Ducted Multi Zone |  |  | x | 2024-11-01 |  |  |  | 131.772 | 43 | 0,695 | 0,790 | 0,240 | - | - | - | -
P-FSQ45R05-JE | 4010869593922 | A2W | FAN COIL | q) Aquarea Air | Ducted | Ducted Multi Zone Fan coil.With PCB for analog control (0-10V). Right-hand piping. | Fan Coil Ducted Multi Zone |  |  | x | 2024-11-01 |  |  |  | 165.132 | 47 | 0,695 | 0,990 | 0,240 | - | - | - | -
P-FSQ60R05-JE | 4010869593939 | A2W | FAN COIL | q) Aquarea Air | Ducted | Ducted Multi Zone Fan coil.With PCB for analog control (0-10V). Right-hand piping. | Fan Coil Ducted Multi Zone |  |  | x | 2024-11-01 |  |  |  | 198.492 | 56 | 0,695 | 1,190 | 0,240 | - | - | - | -
P-FSQ75R05-JE | 4010869593946 | A2W | FAN COIL | q) Aquarea Air | Ducted | Ducted Multi Zone Fan coil.With PCB for analog control (0-10V). Right-hand piping. | Fan Coil Ducted Multi Zone |  |  | x | 2024-11-01 |  |  |  | 240.192 | 67 | 0,695 | 1,440 | 0,240 | - | - | - | -
P-FTQ30R05-RE | 4010869593953 | A2W | FAN COIL | q) Aquarea Air | Ducted | Ducted Multi Zone Thin Fan coil. With PCB for wall-mounted control. Right-hand piping. | Fan Coil Ducted Multi Zone |  |  | x | 2024-11-01 |  |  |  | 84.036,250 | 41 | 0,575 | 0,790 | 0,185 | - | - | - | -
P-FTQ45R05-RE | 4010869593960 | A2W | FAN COIL | q) Aquarea Air | Ducted | Ducted Multi Zone Thin Fan coil. With PCB for wall-mounted control. Right-hand piping. | Fan Coil Ducted Multi Zone |  |  | x | 2024-11-01 |  |  |  | 291.653 | 36 | 0,290 | 1,130 | 0,890 | - | - | - | -
P-FTQ60R05-RE | 4010869593977 | A2W | FAN COIL | q) Aquarea Air | Ducted | Ducted Multi Zone Thin Fan coil. With PCB for wall-mounted control. Right-hand piping. | Fan Coil Ducted Multi Zone |  |  | x | 2024-11-01 |  |  |  | 343.273 | 44 | 0,290 | 1,330 | 0,890 | - | - | - | -
P-FTQ65R05-RE | 4010869593984 | A2W | FAN COIL | q) Aquarea Air | Ducted | Ducted Multi Zone Thin Fan coil. With PCB for wall-mounted control. Right-hand piping. | Fan Coil Ducted Multi Zone |  |  | x | 2024-11-01 |  |  |  | 153.180 | 56 | 0,575 | 1,440 | 0,185 | - | - | - | -
P-FTQ30R05-JE | 4010869593991 | A2W | FAN COIL | q) Aquarea Air | Ducted | Ducted Multi Zone Thin Fan coil. With PCB for analog control (0-10V). Right-hand piping. | Fan Coil Ducted Multi Zone |  |  | x | 2024-11-01 |  |  |  | 84.036,250 | 41 | 0,575 | 0,790 | 0,185 | - | - | - | -
P-FTQ45R05-JE | 4010869594004 | A2W | FAN COIL | q) Aquarea Air | Ducted | Ducted Multi Zone Thin Fan coil. With PCB for analog control (0-10V). Right-hand piping. | Fan Coil Ducted Multi Zone |  |  | x | 2024-11-01 |  |  |  | 105.311,250 | 45 | 0,575 | 0,990 | 0,185 | - | - | - | -
P-FTQ60R05-JE | 4010869594011 | A2W | FAN COIL | q) Aquarea Air | Ducted | Ducted Multi Zone Thin Fan coil. With PCB for analog control (0-10V). Right-hand piping. | Fan Coil Ducted Multi Zone |  |  | x | 2024-11-01 |  |  |  | 126.586,250 | 54 | 0,575 | 1,190 | 0,185 | - | - | - | -
P-FTQ65R05-JE | 4010869594028 | A2W | FAN COIL | q) Aquarea Air | Ducted | Ducted Multi Zone Thin Fan coil. With PCB for analog control (0-10V). Right-hand piping. | Fan Coil Ducted Multi Zone |  |  | x | 2024-11-01 |  |  |  | 153.180 | 56 | 0,575 | 1,440 | 0,185 | - | - | - | -
P-FSQ30O05-RE | 4010869594035 | A2W | FAN COIL | q) Aquarea Air | Ducted | Ducted Multi Zone Fan coil.With PCB for wall-mounted control. Left-hand piping. | Fan Coil Ducted Multi Zone |  |  | x | 2024-11-01 |  |  |  | 236.740 | 31 | 0,280 | 0,950 | 0,890 | - | - | - | -
P-FSQ45O05-RE | 4010869594042 | A2W | FAN COIL | q) Aquarea Air | Ducted | Ducted Multi Zone Fan coil.With PCB for wall-mounted control. Left-hand piping. | Fan Coil Ducted Multi Zone |  |  | x | 2024-11-01 |  |  |  | 291.653 | 42 | 0,290 | 1,130 | 0,890 | - | - | - | -
P-FSQ60O05-RE | 4010869594059 | A2W | FAN COIL | q) Aquarea Air | Ducted | Ducted Multi Zone Fan coil.With PCB for wall-mounted control. Left-hand piping. | Fan Coil Ducted Multi Zone |  |  | x | 2024-11-01 |  |  |  | 357.780 | 51 | 0,300 | 1,340 | 0,890 | - | - | - | -
P-FSQ75O05-RE | 4010869594066 | A2W | FAN COIL | q) Aquarea Air | Ducted | Ducted Multi Zone Fan coil.With PCB for wall-mounted control. Left-hand piping. | Fan Coil Ducted Multi Zone |  |  | x | 2024-11-01 |  |  |  | 382.800 | 61 | 0,290 | 1,650 | 0,800 | - | - | - | -
P-FSQ30O05-JE | 4010869594073 | A2W | FAN COIL | q) Aquarea Air | Ducted | Ducted Multi Zone Fan coil.With PCB for analog control (0-10V). Left-hand piping. | Fan Coil Ducted Multi Zone |  |  | x | 2024-11-01 |  |  |  | 131.772 | 43 | 0,695 | 0,790 | 0,240 | - | - | - | -
P-FSQ45O05-JE | 4010869594080 | A2W | FAN COIL | q) Aquarea Air | Ducted | Ducted Multi Zone Fan coil.With PCB for analog control (0-10V). Left-hand piping. | Fan Coil Ducted Multi Zone |  |  | x | 2024-11-01 |  |  |  | 165.132 | 47 | 0,695 | 0,990 | 0,240 | - | - | - | -
P-FSQ60O05-JE | 4010869594097 | A2W | FAN COIL | q) Aquarea Air | Ducted | Ducted Multi Zone Fan coil.With PCB for analog control (0-10V). Left-hand piping. | Fan Coil Ducted Multi Zone |  |  | x | 2024-11-01 |  |  |  | 198.492 | 56 | 0,695 | 1,190 | 0,240 | - | - | - | -
P-FSQ75O05-JE | 4010869594103 | A2W | FAN COIL | q) Aquarea Air | Ducted | Ducted Multi Zone Fan coil.With PCB for analog control (0-10V). Left-hand piping. | Fan Coil Ducted Multi Zone |  |  | x | 2024-11-01 |  |  |  | 240.192 | 67 | 0,695 | 1,440 | 0,240 | - | - | - | -
P-FTQ30O05-RE | 4010869594110 | A2W | FAN COIL | q) Aquarea Air | Ducted | Ducted Multi Zone Thin Fan coil. With PCB for wall-mounted control. Left-hand piping. | Fan Coil Ducted Multi Zone |  |  | x | 2024-11-01 |  |  |  | 84.036,250 | 41 | 0,575 | 0,790 | 0,185 | - | - | - | -
P-FTQ45O05-RE | 4010869594127 | A2W | FAN COIL | q) Aquarea Air | Ducted | Ducted Multi Zone Thin Fan coil. With PCB for wall-mounted control. Left-hand piping. | Fan Coil Ducted Multi Zone |  |  | x | 2024-11-01 |  |  |  | 291.653 | 36 | 0,290 | 1,130 | 0,890 | - | - | - | -
P-FTQ60O05-RE | 4010869594134 | A2W | FAN COIL | q) Aquarea Air | Ducted | Ducted Multi Zone Thin Fan coil. With PCB for wall-mounted control. Left-hand piping. | Fan Coil Ducted Multi Zone |  |  | x | 2024-11-01 |  |  |  | 345.854 | 44 | 0,290 | 1,340 | 0,890 | - | - | - | -
P-FTQ65O05-RE | 4010869594141 | A2W | FAN COIL | q) Aquarea Air | Ducted | Ducted Multi Zone Thin Fan coil. With PCB for wall-mounted control. Left-hand piping. | Fan Coil Ducted Multi Zone |  |  | x | 2024-11-01 |  |  |  | 153.180 | 56 | 0,575 | 1,440 | 0,185 | - | - | - | -
P-FTQ30O05-JE | 4010869594158 | A2W | FAN COIL | q) Aquarea Air | Ducted | Ducted Multi Zone Thin Fan coil. With PCB for analog control (0-10V). Left-hand piping. | Fan Coil Ducted Multi Zone |  |  | x | 2024-11-01 |  |  |  | 84.036,250 | 41 | 0,575 | 0,790 | 0,185 | - | - | - | -
P-FTQ45O05-JE | 4010869594165 | A2W | FAN COIL | q) Aquarea Air | Ducted | Ducted Multi Zone Thin Fan coil. With PCB for analog control (0-10V). Left-hand piping. | Fan Coil Ducted Multi Zone |  |  | x | 2024-11-01 |  |  |  | 105.311,250 | 45 | 0,575 | 0,990 | 0,185 | - | - | - | -
P-FTQ60O05-JE | 4010869594172 | A2W | FAN COIL | q) Aquarea Air | Ducted | Ducted Multi Zone Thin Fan coil. With PCB for analog control (0-10V). Left-hand piping. | Fan Coil Ducted Multi Zone |  |  | x | 2024-11-01 |  |  |  | 126.586,250 | 54 | 0,575 | 1,190 | 0,185 | - | - | - | -
P-FTQ65O05-JE | 4010869594189 | A2W | FAN COIL | q) Aquarea Air | Ducted | Ducted Multi Zone Thin Fan coil. With PCB for analog control (0-10V). Left-hand piping. | Fan Coil Ducted Multi Zone |  |  | x | 2024-11-01 |  |  |  | 153.180 | 56 | 0,575 | 1,440 | 0,185 | - | - | - | -
PCZ-ESW737 | 4010869594530 | A2W | ACCESSORY | m) Accessory | Aquarea Loop | Home Network Hub to manage Aquarea heat pumps via Aquarea Home App | Home Network Hub |  |  | x | 2025-04-01 |  |  |  | 3.375 | 10 | 0,150 | 0,150 | 0,150 | - | - | - | -
PCZ-EEB749 | 4010869594585 | A2W | ACCESSORY | q) Aquarea Air | Accessory | Wall-mounted control with Modbus for Aquarea Air Smart Fan coils and Aquarea Vent | Fan coil wall control |  |  | x | 2024-11-01 |  |  |  | 4.042,500 | 0,350 | 0,100 | 0,245 | 0,165 | - | - | - | -
PCZ-EFB749 | 4010869594592 | A2W | ACCESSORY | q) Aquarea Air | Accessory | Wall-mounted control with Integrated Wi-Fi for Aquarea Air Smart Fan coils and Aquarea Vent | Fan coil wall control |  |  | x | 2024-11-01 |  |  |  | 4.042,500 | 0,350 | 0,100 | 0,245 | 0,165 | - | - | - | -
PCZ-ECA844 | 4010869594677 | A2W | ACCESSORY | q) Aquarea Air | Accessory | On-board display with Modbus for Aquarea Air Smart Fan coil Floor standing | Fan Coil accessory |  |  | x | 2024-11-01 |  |  |  | 9.240 | 1,100 | 0,140 | 0,275 | 0,240 | - | - | - | -
PCZ-EWA844 | 4010869594691 | A2W | ACCESSORY | q) Aquarea Air | Accessory | On-board display with integrated Wi-Fi for Aquarea Air Smart Fan coil Floor standing | Fan Coil accessory |  |  | x | 2024-11-01 |  |  |  | 3.375 | 10 | 0,150 | 0,150 | 0,150 | - | - | - | -
PCZ-ESE845 | 4010869594684 | A2W | ACCESSORY | q) Aquarea Air | Accessory | Wall-mounted control PCB for Aquarea Air Smart fan coil Floor standing | Fan Coil accessory |  |  | x | 2024-11-01 |  |  |  | 8.848,556 | 1,770 | 0,134 | 0,274 | 0,241 | - | - | - | -
PCZ-B10842 | 4010869594707 | A2W | ACCESSORY | q) Aquarea Air | Accessory | PCB for analog control (0-10V) for Aquarea Air Smart fan coils Floor standing | Fan Coil accessory |  |  | x | 2024-11-01 |  |  |  | 3.375 | 10 | 0,150 | 0,150 | 0,150 | - | - | - | -
PCZ-V30720 | 4010869594714 | A2W | ACCESSORY | q) Aquarea Air | Accessory | Motorised 3-way valve for Aquarea Air Floor standing | Fan Coil accessory |  |  | x | 2024-11-01 |  |  |  | 3.825,792 | 0,800 | 0,096 | 0,243 | 0,164 | - | - | - | -
PCZ-V20139 | 4010869594721 | A2W | ACCESSORY | q) Aquarea Air | Accessory | Motorised 2-way valve for Aquarea Air Floor standing, Wall-mounted 40 and Ducted | Fan Coil accessory |  |  | x | 2024-11-01 |  |  |  | 3.826,116 | 0,800 | 0,098 | 0,241 | 0,162 | - | - | - | -
PCZ-V30688 | 4010869594738 | A2W | ACCESSORY | q) Aquarea Air | Accessory | Motorised 3-way valve for Aquarea Air Floor wall-mounted 10, 15, 20 | Fan Coil accessory |  |  | x | 2024-11-01 |  |  |  | 3.794,304 | 0,800 | 0,096 | 0,241 | 0,164 | - | - | - | -
PCZ-V20687 | 4010869594745 | A2W | ACCESSORY | q) Aquarea Air | Accessory | Motorised 2-way valve for Aquarea Air Floor wall-mounted 10, 15, 20 | Fan Coil accessory |  |  | x | 2024-11-01 |  |  |  | 3.857,868 | 0,800 | 0,098 | 0,243 | 0,162 | - | - | - | -
PCZ-V30718 | 4010869594752 | A2W | ACCESSORY | q) Aquarea Air | Accessory | Motorised 3-way valve for Aquarea Air Floor wall-mounted 40 | Fan Coil accessory |  |  | x | 2024-11-01 |  |  |  | 3.826,116 | 0,800 | 0,098 | 0,241 | 0,162 | - | - | - | -
PCZ-V30361 | 4010869594912 | A2W | ACCESSORY | q) Aquarea Air | Accessory | Motorised 3-way valve for Aquarea Air Ducted | Fan Coil accessory |  |  | x | 2024-11-01 |  |  |  | 3.881,682 | 0,770 | 0,098 | 0,243 | 0,163 | - | - | - | -
PCZ-GB0520 | 4010869594769 | A2W | ACCESSORY | q) Aquarea Air | Accessory | Condensate drip tray for horizontal installation of the Aquarea Air Smart fan coil Floor standing 10 | Fan Coil accessory |  |  | x | 2024-11-01 |  |  |  | 12.084 | 1,200 | 0,060 | 0,530 | 0,380 | - | - | - | -
PCZ-GB0521 | 4010869594776 | A2W | ACCESSORY | q) Aquarea Air | Accessory | Condensate drip tray for horizontal installation of the Aquarea Air Smart fan coil Floor standing 20 | Fan Coil accessory |  |  | x | 2024-11-01 |  |  |  | 8.103 | 1,600 | 0,030 | 0,730 | 0,370 | - | - | - | -
PCZ-GB0522 | 4010869594783 | A2W | ACCESSORY | q) Aquarea Air | Accessory | Condensate drip tray for horizontal installation of the Aquarea Air Smart fan coil Floor standing 30 | Fan Coil accessory |  |  | x | 2024-11-01 |  |  |  | 18.620 | 1,600 | 0,050 | 0,980 | 0,380 | - | - | - | -
PCZ-GB0523 | 4010869594790 | A2W | ACCESSORY | q) Aquarea Air | Accessory | Condensate drip tray for horizontal installation of the Aquarea Air Smart fan coil Floor standing 35 | Fan Coil accessory |  |  | x | 2024-11-01 |  |  |  | 17.860 | 1,800 | 0,050 | 0,940 | 0,380 | - | - | - | -
PCZ-GB0524 | 4010869594806 | A2W | ACCESSORY | q) Aquarea Air | Accessory | Condensate drip tray for horizontal installation of the Aquarea Air Smart fan coil Floor standing 40 | Fan Coil accessory |  |  | x | 2024-11-01 |  |  |  | 19.536 | 2 | 0,040 | 1,320 | 0,370 | - | - | - | -
PCZ-LC0158 | 4010869594868 | A2W | ACCESSORY | q) Aquarea Air | Accessory | Set of 2 legs to protect water pipes for Aquarea Air Floor standing | Fan Coil accessory |  |  | x | 2024-11-01 |  |  |  | 3.841,992 | 0,800 | 0,098 | 0,242 | 0,162 | - | - | - | -
PCZ-LC0606 | 4010869594875 | A2W | ACCESSORY | q) Aquarea Air | Accessory | Set of 2 legs to anchor the Aquarea Air Floor standing to the floor | Fan Coil accessory |  |  | x | 2024-11-01 |  |  |  | 8.759,848 | 1,800 | 0,134 | 0,277 | 0,236 | - | - | - | -
PCZ-AHRD0431 | 4010869594929 | A2W | ACCESSORY | q) Aquarea Air | Accessory | Delivery plate with 2 circular inlets DN 160 mm. For P-FSN20 | Fan Coil accessory |  |  | x | 2024-11-01 |  |  |  | 21.456 | 1 | 0,240 | 0,745 | 0,120 | - | - | - | -
PCZ-AHRD0432 | 4010869594936 | A2W | ACCESSORY | q) Aquarea Air | Accessory | Delivery plate with 3 circular inlets DN 160 mm. For P-FSN25 | Fan Coil accessory |  |  | x | 2024-11-01 |  |  |  | 21.456 | 1 | 0,240 | 0,745 | 0,120 | - | - | - | -
PCZ-AHRD0433 | 4010869594943 | A2W | ACCESSORY | q) Aquarea Air | Accessory | Delivery plate with 4 circular inlets DN 160 mm. For P-FSN35 | Fan Coil accessory |  |  | x | 2024-11-01 |  |  |  | 40.896 | 2 | 0,240 | 1,420 | 0,120 | - | - | - | -
PCZ-AHRD0434 | 4010869594950 | A2W | ACCESSORY | q) Aquarea Air | Accessory | Delivery plate with 6 circular inlets DN 160 mm. For P-FSN45 | Fan Coil accessory |  |  | x | 2024-11-01 |  |  |  | 40.896 | 2 | 0,240 | 1,420 | 0,120 | - | - | - | -
PCZ-AHRD0435 | 4010869594967 | A2W | ACCESSORY | q) Aquarea Air | Accessory | Delivery plate with 7 circular inlets DN 160 mm. For P-FSN55 | Fan Coil accessory |  |  | x | 2024-11-01 |  |  |  | 40.896 | 3 | 0,240 | 1,420 | 0,120 | - | - | - | -
PCZ-AHRD0561 | 4010869595025 | A2W | ACCESSORY | q) Aquarea Air | Accessory | Delivery plate with 2 circular inlets DN 160 mm. For P-FTN15 | Fan Coil accessory |  |  | x | 2024-11-01 |  |  |  | 3.375 | 10 | 0,150 | 0,150 | 0,150 | - | - | - | -
PCZ-AHRD0562 | 4010869595032 | A2W | ACCESSORY | q) Aquarea Air | Accessory | Delivery plate with 3 circular inlets DN 160 mm. For P-FTN20 | Fan Coil accessory |  |  | x | 2024-11-01 |  |  |  | 3.375 | 10 | 0,150 | 0,150 | 0,150 | - | - | - | -
PCZ-AHRD0563 | 4010869595049 | A2W | ACCESSORY | q) Aquarea Air | Accessory | Delivery plate with 4 circular inlets DN 160 mm. For P-FTN25 | Fan Coil accessory |  |  | x | 2024-11-01 |  |  |  | 3.375 | 10 | 0,150 | 0,150 | 0,150 | - | - | - | -
PCZ-AHRD0564 | 4010869595056 | A2W | ACCESSORY | q) Aquarea Air | Accessory | Delivery plate with 6 circular inlets DN 160 mm. For P-FTN35 | Fan Coil accessory |  |  | x | 2024-11-01 |  |  |  | 3.375 | 10 | 0,150 | 0,150 | 0,150 | - | - | - | -
PCZ-AHRD0565 | 4010869595063 | A2W | ACCESSORY | q) Aquarea Air | Accessory | Delivery plate with 7 circular inlets DN 160 mm. For P-FTN45 | Fan Coil accessory |  |  | x | 2024-11-01 |  |  |  | 3.375 | 10 | 0,150 | 0,150 | 0,150 | - | - | - | -
PCZ-AHRD0461 | 4010869594974 | A2W | ACCESSORY | q) Aquarea Air | Accessory | Return plenum with 2 circular inlets DN 160 mm. For P-FSN20 | Fan Coil accessory |  |  | x | 2024-11-01 |  |  |  | 21.456 | 1,500 | 0,240 | 0,745 | 0,120 | - | - | - | -
PCZ-AHRD0462 | 4010869594981 | A2W | ACCESSORY | q) Aquarea Air | Accessory | Return plenum with 3 circular inlets DN 160 mm. For P-FSN25 | Fan Coil accessory |  |  | x | 2024-11-01 |  |  |  | 21.456 | 1,500 | 0,240 | 0,745 | 0,120 | - | - | - | -
PCZ-AHRD0463 | 4010869594998 | A2W | ACCESSORY | q) Aquarea Air | Accessory | Return plenum with 4 circular inlets DN 160 mm. For P-FSN35 | Fan Coil accessory |  |  | x | 2024-11-01 |  |  |  | 40.896 | 2,500 | 0,240 | 1,420 | 0,120 | - | - | - | -
PCZ-AHRD0464 | 4010869595001 | A2W | ACCESSORY | q) Aquarea Air | Accessory | Return plenum with 6 circular inlets DN 160 mm. For P-FSN45 | Fan Coil accessory |  |  | x | 2024-11-01 |  |  |  | 40.896 | 2,500 | 0,240 | 1,420 | 0,120 | - | - | - | -
PCZ-AHRD0465 | 4010869595018 | A2W | ACCESSORY | q) Aquarea Air | Accessory | Return plenum with 7 circular inlets DN 160 mm. For P-FSN55 | Fan Coil accessory |  |  | x | 2024-11-01 |  |  |  | 40.896 | 3,500 | 0,240 | 1,420 | 0,120 | - | - | - | -
PCZ-AHRD0566 | 4010869595070 | A2W | ACCESSORY | q) Aquarea Air | Accessory | Return plenum with 2 circular inlets DN 160 mm. For P-FTN15 | Fan Coil accessory |  |  | x | 2024-11-01 |  |  |  | 3.375 | 10 | 0,150 | 0,150 | 0,150 | - | - | - | -
PCZ-AHRD0567 | 4010869595087 | A2W | ACCESSORY | q) Aquarea Air | Accessory | Return plenum with 3 circular inlets DN 160 mm. For P-FTN20 | Fan Coil accessory |  |  | x | 2024-11-01 |  |  |  | 3.375 | 10 | 0,150 | 0,150 | 0,150 | - | - | - | -
PCZ-AHRD0568 | 4010869595094 | A2W | ACCESSORY | q) Aquarea Air | Accessory | Return plenum with 4 circular inlets DN 160 mm. For P-FTN25 | Fan Coil accessory |  |  | x | 2024-11-01 |  |  |  | 3.375 | 10 | 0,150 | 0,150 | 0,150 | - | - | - | -
PCZ-AHRD0569 | 4010869595100 | A2W | ACCESSORY | q) Aquarea Air | Accessory | Return plenum with 6 circular inlets DN 160 mm. For P-FTN35 | Fan Coil accessory |  |  | x | 2024-11-01 |  |  |  | 3.375 | 10 | 0,150 | 0,150 | 0,150 | - | - | - | -
PCZ-AHRD0570 | 4010869595117 | A2W | ACCESSORY | q) Aquarea Air | Accessory | Return plenum with 7 circular inlets DN 160 mm. For P-FTN45 | Fan Coil accessory |  |  | x | 2024-11-01 |  |  |  | 3.375 | 10 | 0,150 | 0,150 | 0,150 | - | - | - | -
PCZ-AHRD0466 | 4010869595124 | A2W | ACCESSORY | q) Aquarea Air | Accessory | Return plenum with 2 circular inlets DN 160 mm. For P-FSQ30 | Fan Coil accessory |  |  | x | 2024-11-01 |  |  |  | 21.456 | 1,500 | 0,240 | 0,745 | 0,120 | - | - | - | -
PCZ-AHRD0467 | 4010869595131 | A2W | ACCESSORY | q) Aquarea Air | Accessory | Return plenum with 3 circular inlets DN 160 mm. For P-FSQ45 | Fan Coil accessory |  |  | x | 2024-11-01 |  |  |  | 40.896 | 2,500 | 0,240 | 1,420 | 0,120 | - | - | - | -
PCZ-AHRD0468 | 4010869595148 | A2W | ACCESSORY | q) Aquarea Air | Accessory | Return plenum with 4 circular inlets DN 160 mm. For P-FSQ60 | Fan Coil accessory |  |  | x | 2024-11-01 |  |  |  | 40.896 | 2,500 | 0,240 | 1,420 | 0,120 | - | - | - | -
PCZ-AHRD0469 | 4010869595155 | A2W | ACCESSORY | q) Aquarea Air | Accessory | Return plenum with 5 circular inlets DN 160 mm. For P-FSQ75 | Fan Coil accessory |  |  | x | 2024-11-01 |  |  |  | 40.896 | 3,500 | 0,240 | 1,420 | 0,120 | - | - | - | -
PCZ-AHRD0682 | 4010869595162 | A2W | ACCESSORY | q) Aquarea Air | Accessory | Return plenum with 2 circular inlets DN 160 mm. For P-FTQ30 | Fan Coil accessory |  |  | x | 2024-11-01 |  |  |  | 3.375 | 10 | 0,150 | 0,150 | 0,150 | - | - | - | -
PCZ-AHRD0683 | 4010869595179 | A2W | ACCESSORY | q) Aquarea Air | Accessory | Return plenum with 3 circular inlets DN 160 mm. For P-FTQ45 | Fan Coil accessory |  |  | x | 2024-11-01 |  |  |  | 3.375 | 10 | 0,150 | 0,150 | 0,150 | - | - | - | -
PCZ-AHRD0684 | 4010869595186 | A2W | ACCESSORY | q) Aquarea Air | Accessory | Return plenum with 4 circular inlets DN 160 mm. For P-FTQ60 | Fan Coil accessory |  |  | x | 2024-11-01 |  |  |  | 3.375 | 10 | 0,150 | 0,150 | 0,150 | - | - | - | -
PCZ-AHRD0685 | 4010869595193 | A2W | ACCESSORY | q) Aquarea Air | Accessory | Return plenum with 5 circular inlets DN 160 mm. For P-FTQ65 | Fan Coil accessory |  |  | x | 2024-11-01 |  |  |  | 3.375 | 10 | 0,150 | 0,150 | 0,150 | - | - | - | -
PCZ-AHRD0491 | 4010869595209 | A2W | ACCESSORY | q) Aquarea Air | Accessory | Replacement recirculation filter kit. For P-FSN20 and P-FTN15 | Fan Coil accessory |  |  | x | 2024-11-01 |  |  |  | 8.740 | 0,200 | 0,190 | 0,460 | 0,100 | - | - | - | -
PCZ-AHRD0492 | 4010869595216 | A2W | ACCESSORY | q) Aquarea Air | Accessory | Replacement recirculation filter kit. For P-FSN25, P-FTN20, P-FSQ30 and P-FTQ30 | Fan Coil accessory |  |  | x | 2024-11-01 |  |  |  | 12.540 | 0,300 | 0,190 | 0,660 | 0,100 | - | - | - | -
PCZ-AHRD0493 | 4010869595223 | A2W | ACCESSORY | q) Aquarea Air | Accessory | Replacement recirculation filter kit. For P-FSN35, P-FTN25, P-FSQ45 and P-FTQ45 | Fan Coil accessory |  |  | x | 2024-11-01 |  |  |  | 16.340 | 0,600 | 0,190 | 0,860 | 0,100 | - | - | - | -
PCZ-AHRD0494 | 4010869595230 | A2W | ACCESSORY | q) Aquarea Air | Accessory | Replacement recirculation filter kit. For P-FSN45, P-FTN35, P-FSQ60 and P-FTQ60 | Fan Coil accessory |  |  | x | 2024-11-01 |  |  |  | 20.140 | 0,700 | 0,190 | 1,060 | 0,100 | - | - | - | -
PCZ-AHRD0495 | 4010869595247 | A2W | ACCESSORY | q) Aquarea Air | Accessory | Replacement recirculation filter kit. For P-FSN55, P-FTN45, P-FSQ75 and P-FTQ65 | Fan Coil accessory |  |  | x | 2024-11-01 |  |  |  | 25.555 | 0,800 | 0,190 | 1,345 | 0,100 | - | - | - | -
PCZ-AHRD0521 | 4010869595254 | A2W | ACCESSORY | q) Aquarea Air | Accessory | 90º Shooting plenum. For P-FSN20 | Fan Coil accessory |  |  | x | 2024-11-01 |  |  |  | 54.000 | 1,500 | 0,600 | 0,300 | 0,300 | - | - | - | -
PCZ-AHRD0522 | 4010869595261 | A2W | ACCESSORY | q) Aquarea Air | Accessory | 90º Shooting plenum. For P-FSN25 and P-FSQ30 | Fan Coil accessory |  |  | x | 2024-11-01 |  |  |  | 75.000 | 1,500 | 1,200 | 0,250 | 0,250 | - | - | - | -
PCZ-AHRD0523 | 4010869595278 | A2W | ACCESSORY | q) Aquarea Air | Accessory | 90º Shooting plenum. For P-FSN35 and P-FSQ45 | Fan Coil accessory |  |  | x | 2024-11-01 |  |  |  | 75.000 | 2,500 | 1,200 | 0,250 | 0,250 | - | - | - | -
PCZ-AHRD0524 | 4010869595285 | A2W | ACCESSORY | q) Aquarea Air | Accessory | 90º Shooting plenum. For P-FSN45 and P-FSQ60 | Fan Coil accessory |  |  | x | 2024-11-01 |  |  |  | 75.000 | 2,500 | 1,200 | 0,250 | 0,250 | - | - | - | -
PCZ-AHRD0525 | 4010869595292 | A2W | ACCESSORY | q) Aquarea Air | Accessory | 90º Shooting plenum. For P-FSN55 and P-FSQ75 | Fan Coil accessory |  |  | x | 2024-11-01 |  |  |  | 75.000 | 3,500 | 1,200 | 0,250 | 0,250 | - | - | - | -
PCZ-AHRD0576 | 4010869595308 | A2W | ACCESSORY | q) Aquarea Air | Accessory | 90º Shooting plenum. For P-FTN15 | Fan Coil accessory |  |  | x | 2024-11-01 |  |  |  | 3.375 | 10 | 0,150 | 0,150 | 0,150 | - | - | - | -
PCZ-AHRD0577 | 4010869595315 | A2W | ACCESSORY | q) Aquarea Air | Accessory | 90º Shooting plenum. For P-FTN20 and P-FTQ30 | Fan Coil accessory |  |  | x | 2024-11-01 |  |  |  | 3.375 | 10 | 0,150 | 0,150 | 0,150 | - | - | - | -
PCZ-AHRD0578 | 4010869595322 | A2W | ACCESSORY | q) Aquarea Air | Accessory | 90º Shooting plenum. For P-FTN25 and P-FTQ45 | Fan Coil accessory |  |  | x | 2024-11-01 |  |  |  | 3.375 | 10 | 0,150 | 0,150 | 0,150 | - | - | - | -
PCZ-AHRD0579 | 4010869595339 | A2W | ACCESSORY | q) Aquarea Air | Accessory | 90º Shooting plenum. For P-FTN35 and P-FTQ60 | Fan Coil accessory |  |  | x | 2024-11-01 |  |  |  | 3.375 | 10 | 0,150 | 0,150 | 0,150 | - | - | - | -
PCZ-AHRD0580 | 4010869595346 | A2W | ACCESSORY | q) Aquarea Air | Accessory | 90º Shooting plenum. For P-FTN45 and P-FTQ65 | Fan Coil accessory |  |  | x | 2024-11-01 |  |  |  | 3.375 | 10 | 0,150 | 0,150 | 0,150 | - | - | - | -
PCZ-AHRD0531 | 4010869595353 | A2W | ACCESSORY | q) Aquarea Air | Accessory | Telescopic kit for rear or directly coupled suction. 153 mm - 270 mm. For P-FSN20 | Fan Coil accessory |  |  | x | 2024-11-01 |  |  |  | 54.000 | 1,500 | 0,600 | 0,300 | 0,300 | - | - | - | -
PCZ-AHRD0532 | 4010869595360 | A2W | ACCESSORY | q) Aquarea Air | Accessory | Telescopic kit for rear or directly coupled suction. 153 mm - 270 mm. For P-FSN25 | Fan Coil accessory |  |  | x | 2024-11-01 |  |  |  | 75.000 | 1,500 | 1,200 | 0,250 | 0,250 | - | - | - | -
PCZ-AHRD0533 | 4010869595377 | A2W | ACCESSORY | q) Aquarea Air | Accessory | Telescopic kit for rear or directly coupled suction. 153 mm - 270 mm. For P-FSN35 | Fan Coil accessory |  |  | x | 2024-11-01 |  |  |  | 75.000 | 2,500 | 1,200 | 0,250 | 0,250 | - | - | - | -
PCZ-AHRD0534 | 4010869595384 | A2W | ACCESSORY | q) Aquarea Air | Accessory | Telescopic kit for rear or directly coupled suction. 153 mm - 270 mm. For P-FSN45 | Fan Coil accessory |  |  | x | 2024-11-01 |  |  |  | 75.000 | 2,500 | 1,200 | 0,250 | 0,250 | - | - | - | -
PCZ-AHRD0535 | 4010869595391 | A2W | ACCESSORY | q) Aquarea Air | Accessory | Telescopic kit for rear or directly coupled suction. 153 mm - 270 mm. For P-FSN55 | Fan Coil accessory |  |  | x | 2024-11-01 |  |  |  | 75.000 | 3,500 | 1,200 | 0,250 | 0,250 | - | - | - | -
PCZ-AHRD0581 | 4010869595407 | A2W | ACCESSORY | q) Aquarea Air | Accessory | Telescopic kit for rear or directly coupled suction. 153 mm - 270 mm. For P-FTN15 | Fan Coil accessory |  |  | x | 2024-11-01 |  |  |  | 3.375 | 10 | 0,150 | 0,150 | 0,150 | - | - | - | -
PCZ-AHRD0582 | 4010869595414 | A2W | ACCESSORY | q) Aquarea Air | Accessory | Telescopic kit for rear or directly coupled suction. 153 mm - 270 mm. For P-FTN20 | Fan Coil accessory |  |  | x | 2024-11-01 |  |  |  | 3.375 | 10 | 0,150 | 0,150 | 0,150 | - | - | - | -
PCZ-AHRD0583 | 4010869595421 | A2W | ACCESSORY | q) Aquarea Air | Accessory | Telescopic kit for rear or directly coupled suction. 153 mm - 270 mm. For P-FTN25 | Fan Coil accessory |  |  | x | 2024-11-01 |  |  |  | 3.375 | 10 | 0,150 | 0,150 | 0,150 | - | - | - | -
PCZ-AHRD0584 | 4010869595438 | A2W | ACCESSORY | q) Aquarea Air | Accessory | Telescopic kit for rear or directly coupled suction. 153 mm - 270 mm. For P-FTN35 | Fan Coil accessory |  |  | x | 2024-11-01 |  |  |  | 3.375 | 10 | 0,150 | 0,150 | 0,150 | - | - | - | -
PCZ-AHRD0585 | 4010869595445 | A2W | ACCESSORY | q) Aquarea Air | Accessory | Telescopic kit for rear or directly coupled suction. 153 mm - 270 mm. For P-FTN45 | Fan Coil accessory |  |  | x | 2024-11-01 |  |  |  | 3.375 | 10 | 0,150 | 0,150 | 0,150 | - | - | - | -
PCZ-AHRD0541 | 4010869595452 | A2W | ACCESSORY | q) Aquarea Air | Accessory | Grille for telescopic kit for rear intake. For P-FSN20 | Fan Coil accessory |  |  | x | 2024-11-01 |  |  |  | 21.456 | 1,500 | 0,240 | 0,745 | 0,120 | - | - | - | -
PCZ-AHRD0542 | 4010869595469 | A2W | ACCESSORY | q) Aquarea Air | Accessory | Grille for telescopic kit for rear intake. For P-FSN25 | Fan Coil accessory |  |  | x | 2024-11-01 |  |  |  | 21.456 | 1,500 | 0,240 | 0,745 | 0,120 | - | - | - | -
PCZ-AHRD0543 | 4010869595476 | A2W | ACCESSORY | q) Aquarea Air | Accessory | Grille for telescopic kit for rear intake. For P-FSN35 | Fan Coil accessory |  |  | x | 2024-11-01 |  |  |  | 40.896 | 2,500 | 0,240 | 1,420 | 0,120 | - | - | - | -
PCZ-AHRD0544 | 4010869595483 | A2W | ACCESSORY | q) Aquarea Air | Accessory | Grille for telescopic kit for rear intake. For P-FSN45 | Fan Coil accessory |  |  | x | 2024-11-01 |  |  |  | 40.896 | 2,500 | 0,240 | 1,420 | 0,120 | - | - | - | -
PCZ-AHRD0545 | 4010869595490 | A2W | ACCESSORY | q) Aquarea Air | Accessory | Grille for telescopic kit for rear intake. For P-FSN55 | Fan Coil accessory |  |  | x | 2024-11-01 |  |  |  | 40.896 | 3,500 | 0,240 | 1,420 | 0,120 | - | - | - | -
PCZ-AHRD0586 | 4010869595506 | A2W | ACCESSORY | q) Aquarea Air | Accessory | Grille for telescopic kit for rear intake. For P-FTN15 | Fan Coil accessory |  |  | x | 2024-11-01 |  |  |  | 3.375 | 10 | 0,150 | 0,150 | 0,150 | - | - | - | -
PCZ-AHRD0587 | 4010869595513 | A2W | ACCESSORY | q) Aquarea Air | Accessory | Grille for telescopic kit for rear intake. For P-FTN20 | Fan Coil accessory |  |  | x | 2024-11-01 |  |  |  | 3.375 | 10 | 0,150 | 0,150 | 0,150 | - | - | - | -
PCZ-AHRD0588 | 4010869595520 | A2W | ACCESSORY | q) Aquarea Air | Accessory | Grille for telescopic kit for rear intake. For P-FTN25 | Fan Coil accessory |  |  | x | 2024-11-01 |  |  |  | 3.375 | 10 | 0,150 | 0,150 | 0,150 | - | - | - | -
PCZ-AHRD0589 | 4010869595537 | A2W | ACCESSORY | q) Aquarea Air | Accessory | Grille for telescopic kit for rear intake. For P-FTN35 | Fan Coil accessory |  |  | x | 2024-11-01 |  |  |  | 3.375 | 10 | 0,150 | 0,150 | 0,150 | - | - | - | -
PCZ-AHRD0590 | 4010869595544 | A2W | ACCESSORY | q) Aquarea Air | Accessory | Grille for telescopic kit for rear intake. For P-FTN45 | Fan Coil accessory |  |  | x | 2024-11-01 |  |  |  | 3.375 | 10 | 0,150 | 0,150 | 0,150 | - | - | - | -
PCZ-AHRD0639 | 4010869595551 | A2W | ACCESSORY | q) Aquarea Air | Accessory | Plenum kit for external air connection with damper for room recirculation. For P-FSN20 | Fan Coil accessory |  |  | x | 2024-11-01 |  |  |  | 3.375 | 10 | 0,150 | 0,150 | 0,150 | - | - | - | -
PCZ-AHRD0640 | 4010869595568 | A2W | ACCESSORY | q) Aquarea Air | Accessory | Plenum kit for external air connection with damper for room recirculation. For P-FSN25 and P-FSQ30 | Fan Coil accessory |  |  | x | 2024-11-01 |  |  |  | 3.375 | 10 | 0,150 | 0,150 | 0,150 | - | - | - | -
PCZ-AHRD0641 | 4010869595575 | A2W | ACCESSORY | q) Aquarea Air | Accessory | Plenum kit for external air connection with damper for room recirculation. For P-FSN35 and P-FSQ45 | Fan Coil accessory |  |  | x | 2024-11-01 |  |  |  | 3.375 | 10 | 0,150 | 0,150 | 0,150 | - | - | - | -
PCZ-AHRD0642 | 4010869595582 | A2W | ACCESSORY | q) Aquarea Air | Accessory | Plenum kit for external air connection with damper for room recirculation. For P-FSN45 and P-FSQ60 | Fan Coil accessory |  |  | x | 2024-11-01 |  |  |  | 3.375 | 10 | 0,150 | 0,150 | 0,150 | - | - | - | -
PCZ-AHRD0643 | 4010869595599 | A2W | ACCESSORY | q) Aquarea Air | Accessory | Plenum kit for external air connection with damper for room recirculation. For P-FSN55 and P-FSQ75 | Fan Coil accessory |  |  | x | 2024-11-01 |  |  |  | 3.375 | 10 | 0,150 | 0,150 | 0,150 | - | - | - | -
PCZ-AHRD0571 | 4010869595605 | A2W | ACCESSORY | q) Aquarea Air | Accessory | Plenum kit for external air connection with damper for room recirculation. For P-FTN15 | Fan Coil accessory |  |  | x | 2024-11-01 |  |  |  | 3.375 | 10 | 0,150 | 0,150 | 0,150 | - | - | - | -
PCZ-AHRD0572 | 4010869595612 | A2W | ACCESSORY | q) Aquarea Air | Accessory | Plenum kit for external air connection with damper for room recirculation. For P-FTN20 and P-FTQ30 | Fan Coil accessory |  |  | x | 2024-11-01 |  |  |  | 3.375 | 10 | 0,150 | 0,150 | 0,150 | - | - | - | -
PCZ-AHRD0573 | 4010869595629 | A2W | ACCESSORY | q) Aquarea Air | Accessory | Plenum kit for external air connection with damper for room recirculation. For P-FTN25 and P-FTQ45 | Fan Coil accessory |  |  | x | 2024-11-01 |  |  |  | 3.375 | 10 | 0,150 | 0,150 | 0,150 | - | - | - | -
PCZ-AHRD0574 | 4010869595636 | A2W | ACCESSORY | q) Aquarea Air | Accessory | Plenum kit for external air connection with damper for room recirculation. For P-FTN35 and P-FTQ60 | Fan Coil accessory |  |  | x | 2024-11-01 |  |  |  | 3.375 | 10 | 0,150 | 0,150 | 0,150 | - | - | - | -
PCZ-AHRD0575 | 4010869595643 | A2W | ACCESSORY | q) Aquarea Air | Accessory | Plenum kit for external air connection with damper for room recirculation. For P-FTN45 and P-FTQ65 | Fan Coil accessory |  |  | x | 2024-11-01 |  |  |  | 3.375 | 10 | 0,150 | 0,150 | 0,150 | - | - | - | -
PCZ-AHRD0651 | 4010869595650 | A2W | ACCESSORY | q) Aquarea Air | Accessory | Ducting plate Plenum kit for outdoor air connection with damper. For P-FSN20 | Fan Coil accessory |  |  | x | 2024-11-01 |  |  |  | 3.375 | 10 | 0,150 | 0,150 | 0,150 | - | - | - | -
PCZ-AHRD0652 | 4010869595667 | A2W | ACCESSORY | q) Aquarea Air | Accessory | Ducting plate Plenum kit for outdoor air connection with damper. For P-FSN25 and P-FSQ30 | Fan Coil accessory |  |  | x | 2024-11-01 |  |  |  | 3.375 | 10 | 0,150 | 0,150 | 0,150 | - | - | - | -
PCZ-AHRD0653 | 4010869595674 | A2W | ACCESSORY | q) Aquarea Air | Accessory | Ducting plate Plenum kit for outdoor air connection with damper. For P-FSN35 and P-FSQ45 | Fan Coil accessory |  |  | x | 2024-11-01 |  |  |  | 3.375 | 10 | 0,150 | 0,150 | 0,150 | - | - | - | -
PCZ-AHRD0654 | 4010869595681 | A2W | ACCESSORY | q) Aquarea Air | Accessory | Ducting plate Plenum kit for outdoor air connection with damper. For P-FSN45 and P-FSQ60 | Fan Coil accessory |  |  | x | 2024-11-01 |  |  |  | 3.375 | 10 | 0,150 | 0,150 | 0,150 | - | - | - | -
PCZ-AHRD0655 | 4010869595698 | A2W | ACCESSORY | q) Aquarea Air | Accessory | Ducting plate Plenum kit for outdoor air connection with damper. For P-FSN55 and P-FSQ75 | Fan Coil accessory |  |  | x | 2024-11-01 |  |  |  | 3.375 | 10 | 0,150 | 0,150 | 0,150 | - | - | - | -
PCZ-AHRD0611 | 4010869595704 | A2W | ACCESSORY | q) Aquarea Air | Accessory | Ducting plate Plenum kit for outdoor air connection with damper. For P-FTN15 | Fan Coil accessory |  |  | x | 2024-11-01 |  |  |  | 3.375 | 10 | 0,150 | 0,150 | 0,150 | - | - | - | -
PCZ-AHRD0612 | 4010869595711 | A2W | ACCESSORY | q) Aquarea Air | Accessory | Ducting plate Plenum kit for outdoor air connection with damper. For P-FTN20 and P-FTQ30 | Fan Coil accessory |  |  | x | 2024-11-01 |  |  |  | 3.375 | 10 | 0,150 | 0,150 | 0,150 | - | - | - | -
PCZ-AHRD0613 | 4010869595728 | A2W | ACCESSORY | q) Aquarea Air | Accessory | Ducting plate Plenum kit for outdoor air connection with damper. For P-FTN25 and P-FTQ45 | Fan Coil accessory |  |  | x | 2024-11-01 |  |  |  | 3.375 | 10 | 0,150 | 0,150 | 0,150 | - | - | - | -
PCZ-AHRD0614 | 4010869595735 | A2W | ACCESSORY | q) Aquarea Air | Accessory | Ducting plate Plenum kit for outdoor air connection with damper. For P-FTN35 and P-FTQ60 | Fan Coil accessory |  |  | x | 2024-11-01 |  |  |  | 3.375 | 10 | 0,150 | 0,150 | 0,150 | - | - | - | -
PCZ-AHRD0615 | 4010869595742 | A2W | ACCESSORY | q) Aquarea Air | Accessory | Ducting plate Plenum kit for outdoor air connection with damper. For P-FTN45 and P-FTQ65 | Fan Coil accessory |  |  | x | 2024-11-01 |  |  |  | 3.375 | 10 | 0,150 | 0,150 | 0,150 | - | - | - | -
PCZ-AHRD0656 | 4010869595759 | A2W | ACCESSORY | q) Aquarea Air | Accessory | 90º plenum for outdoor air kit with damper. For P-FSN20 | Fan Coil accessory |  |  | x | 2024-11-01 |  |  |  | 3.375 | 10 | 0,150 | 0,150 | 0,150 | - | - | - | -
PCZ-AHRD0657 | 4010869595766 | A2W | ACCESSORY | q) Aquarea Air | Accessory | 90º plenum for outdoor air kit with damper. For P-FSN25 and P-FSQ30 | Fan Coil accessory |  |  | x | 2024-11-01 |  |  |  | 3.375 | 10 | 0,150 | 0,150 | 0,150 | - | - | - | -
PCZ-AHRD0658 | 4010869595773 | A2W | ACCESSORY | q) Aquarea Air | Accessory | 90º plenum for outdoor air kit with damper. For P-FSN35 and P-FSQ45 | Fan Coil accessory |  |  | x | 2024-11-01 |  |  |  | 3.375 | 10 | 0,150 | 0,150 | 0,150 | - | - | - | -
PCZ-AHRD0659 | 4010869595780 | A2W | ACCESSORY | q) Aquarea Air | Accessory | 90º plenum for outdoor air kit with damper. For P-FSN45 and P-FSQ60 | Fan Coil accessory |  |  | x | 2024-11-01 |  |  |  | 3.375 | 10 | 0,150 | 0,150 | 0,150 | - | - | - | -
PCZ-AHRD0660 | 4010869595797 | A2W | ACCESSORY | q) Aquarea Air | Accessory | 90º plenum for outdoor air kit with damper. For P-FSN55 and P-FSQ75 | Fan Coil accessory |  |  | x | 2024-11-01 |  |  |  | 3.375 | 10 | 0,150 | 0,150 | 0,150 | - | - | - | -
PCZ-AHRD0616 | 4010869595803 | A2W | ACCESSORY | q) Aquarea Air | Accessory | 90º plenum for outdoor air kit with damper. For P-FTN15 | Fan Coil accessory |  |  | x | 2024-11-01 |  |  |  | 3.375 | 10 | 0,150 | 0,150 | 0,150 | - | - | - | -
PCZ-AHRD0617 | 4010869595810 | A2W | ACCESSORY | q) Aquarea Air | Accessory | 90º plenum for outdoor air kit with damper. For P-FTN20 and P-FTQ30 | Fan Coil accessory |  |  | x | 2024-11-01 |  |  |  | 3.375 | 10 | 0,150 | 0,150 | 0,150 | - | - | - | -
PCZ-AHRD0618 | 4010869595827 | A2W | ACCESSORY | q) Aquarea Air | Accessory | 90º plenum for outdoor air kit with damper. For P-FTN25 and P-FTQ45 | Fan Coil accessory |  |  | x | 2024-11-01 |  |  |  | 3.375 | 10 | 0,150 | 0,150 | 0,150 | - | - | - | -
PCZ-AHRD0619 | 4010869595834 | A2W | ACCESSORY | q) Aquarea Air | Accessory | 90º plenum for outdoor air kit with damper. For P-FTN35 and P-FTQ60 | Fan Coil accessory |  |  | x | 2024-11-01 |  |  |  | 3.375 | 10 | 0,150 | 0,150 | 0,150 | - | - | - | -
PCZ-AHRD0620 | 4010869595841 | A2W | ACCESSORY | q) Aquarea Air | Accessory | 90º plenum for outdoor air kit with damper. For P-FTN45 and P-FTQ65 | Fan Coil accessory |  |  | x | 2024-11-01 |  |  |  | 3.375 | 10 | 0,150 | 0,150 | 0,150 | - | - | - | -
PCZ-AHRD0661 | 4010869595858 | A2W | ACCESSORY | q) Aquarea Air | Accessory | Telescopic kit. For Plenum for outdoor air kit with damper. For P-FSN20 | Fan Coil accessory |  |  | x | 2024-11-01 |  |  |  | 3.375 | 10 | 0,150 | 0,150 | 0,150 | - | - | - | -
PCZ-AHRD0662 | 4010869595865 | A2W | ACCESSORY | q) Aquarea Air | Accessory | Telescopic kit. For Plenum for outdoor air kit with damper. For P-FSN25 and P-FSQ30 | Fan Coil accessory |  |  | x | 2024-11-01 |  |  |  | 3.375 | 10 | 0,150 | 0,150 | 0,150 | - | - | - | -
PCZ-AHRD0663 | 4010869595872 | A2W | ACCESSORY | q) Aquarea Air | Accessory | Telescopic kit. For Plenum for outdoor air kit with damper. For P-FSN35 and P-FSQ45 | Fan Coil accessory |  |  | x | 2024-11-01 |  |  |  | 3.375 | 10 | 0,150 | 0,150 | 0,150 | - | - | - | -
PCZ-AHRD0664 | 4010869595889 | A2W | ACCESSORY | q) Aquarea Air | Accessory | Telescopic kit. For Plenum for outdoor air kit with damper. For P-FSN45 and P-FSQ60 | Fan Coil accessory |  |  | x | 2024-11-01 |  |  |  | 3.375 | 10 | 0,150 | 0,150 | 0,150 | - | - | - | -
PCZ-AHRD0665 | 4010869595896 | A2W | ACCESSORY | q) Aquarea Air | Accessory | Telescopic kit. For Plenum for outdoor air kit with damper. For P-FSN55 and P-FSQ75 | Fan Coil accessory |  |  | x | 2024-11-01 |  |  |  | 3.375 | 10 | 0,150 | 0,150 | 0,150 | - | - | - | -
PCZ-AHRD0621 | 4010869595902 | A2W | ACCESSORY | q) Aquarea Air | Accessory | Telescopic kit. For Plenum for outdoor air kit with damper. For P-FTN15 | Fan Coil accessory |  |  | x | 2024-11-01 |  |  |  | 3.375 | 10 | 0,150 | 0,150 | 0,150 | - | - | - | -
PCZ-AHRD0622 | 4010869595919 | A2W | ACCESSORY | q) Aquarea Air | Accessory | Telescopic kit. For Plenum for outdoor air kit with damper. For P-FTN20 and P-FTQ30 | Fan Coil accessory |  |  | x | 2024-11-01 |  |  |  | 3.375 | 10 | 0,150 | 0,150 | 0,150 | - | - | - | -
PCZ-AHRD0623 | 4010869595926 | A2W | ACCESSORY | q) Aquarea Air | Accessory | Telescopic kit. For Plenum for outdoor air kit with damper. For P-FTN25 and P-FTQ45 | Fan Coil accessory |  |  | x | 2024-11-01 |  |  |  | 3.375 | 10 | 0,150 | 0,150 | 0,150 | - | - | - | -
PCZ-AHRD0624 | 4010869595933 | A2W | ACCESSORY | q) Aquarea Air | Accessory | Telescopic kit. For Plenum for outdoor air kit with damper. For P-FTN35 and P-FTQ60 | Fan Coil accessory |  |  | x | 2024-11-01 |  |  |  | 3.375 | 10 | 0,150 | 0,150 | 0,150 | - | - | - | -
PCZ-AHRD0625 | 4010869595940 | A2W | ACCESSORY | q) Aquarea Air | Accessory | Telescopic kit. For Plenum for outdoor air kit with damper. For P-FTN45 and P-FTQ65 | Fan Coil accessory |  |  | x | 2024-11-01 |  |  |  | 3.375 | 10 | 0,150 | 0,150 | 0,150 | - | - | - | -
PCZ-AHRD0666 | 4010869595957 | A2W | ACCESSORY | q) Aquarea Air | Accessory | Grille for telescopic kit. For Plenum for outdoor air kit with damper. For P-FSN20 | Fan Coil accessory |  |  | x | 2024-11-01 |  |  |  | 3.375 | 10 | 0,150 | 0,150 | 0,150 | - | - | - | -
PCZ-AHRD0667 | 4010869595964 | A2W | ACCESSORY | q) Aquarea Air | Accessory | Grille for telescopic kit. For Plenum for outdoor air kit with damper. For P-FSN25 and P-FSQ30 | Fan Coil accessory |  |  | x | 2024-11-01 |  |  |  | 3.375 | 10 | 0,150 | 0,150 | 0,150 | - | - | - | -
PCZ-AHRD0668 | 4010869595971 | A2W | ACCESSORY | q) Aquarea Air | Accessory | Grille for telescopic kit. For Plenum for outdoor air kit with damper. For P-FSN35 and P-FSQ45 | Fan Coil accessory |  |  | x | 2024-11-01 |  |  |  | 3.375 | 10 | 0,150 | 0,150 | 0,150 | - | - | - | -
PCZ-AHRD0669 | 4010869595988 | A2W | ACCESSORY | q) Aquarea Air | Accessory | Grille for telescopic kit. For Plenum for outdoor air kit with damper. For P-FSN45 and P-FSQ60 | Fan Coil accessory |  |  | x | 2024-11-01 |  |  |  | 3.375 | 10 | 0,150 | 0,150 | 0,150 | - | - | - | -
PCZ-AHRD0670 | 4010869595995 | A2W | ACCESSORY | q) Aquarea Air | Accessory | Grille for telescopic kit. For Plenum for outdoor air kit with damper. For P-FSN55 and P-FSQ75 | Fan Coil accessory |  |  | x | 2024-11-01 |  |  |  | 3.375 | 10 | 0,150 | 0,150 | 0,150 | - | - | - | -
PCZ-AHRD0626 | 4010869596008 | A2W | ACCESSORY | q) Aquarea Air | Accessory | Grille for telescopic kit. For Plenum for outdoor air kit with damper. For P-FTN15 | Fan Coil accessory |  |  | x | 2024-11-01 |  |  |  | 3.375 | 10 | 0,150 | 0,150 | 0,150 | - | - | - | -
PCZ-AHRD0627 | 4010869596015 | A2W | ACCESSORY | q) Aquarea Air | Accessory | Grille for telescopic kit. For Plenum for outdoor air kit with damper. For P-FTN20 and P-FTQ30 | Fan Coil accessory |  |  | x | 2024-11-01 |  |  |  | 3.375 | 10 | 0,150 | 0,150 | 0,150 | - | - | - | -
PCZ-AHRD0628 | 4010869596022 | A2W | ACCESSORY | q) Aquarea Air | Accessory | Grille for telescopic kit. For Plenum for outdoor air kit with damper. For P-FTN25 and P-FTQ45 | Fan Coil accessory |  |  | x | 2024-11-01 |  |  |  | 3.375 | 10 | 0,150 | 0,150 | 0,150 | - | - | - | -
PCZ-AHRD0629 | 4010869596039 | A2W | ACCESSORY | q) Aquarea Air | Accessory | Grille for telescopic kit. For Plenum for outdoor air kit with damper. For P-FTN35 and P-FTQ60 | Fan Coil accessory |  |  | x | 2024-11-01 |  |  |  | 3.375 | 10 | 0,150 | 0,150 | 0,150 | - | - | - | -
PCZ-AHRD0630 | 4010869596046 | A2W | ACCESSORY | q) Aquarea Air | Accessory | Grille for telescopic kit. For Plenum for outdoor air kit with damper. For P-FTN45 and P-FTQ65 | Fan Coil accessory |  |  | x | 2024-11-01 |  |  |  | 3.375 | 10 | 0,150 | 0,150 | 0,150 | - | - | - | -
PCZ-AHRD0519 | 4010869596060 | A2W | ACCESSORY | q) Aquarea Air | Accessory | Non-return damper for P-FTQ and P-FSQ | Fan Coil accessory |  |  | x | 2024-11-01 |  |  |  | 3.375 | 10 | 0,150 | 0,150 | 0,150 | - | - | - | -
P-CWSL10SC5-HBE | 4010869594257 | A2W | ACCESSORY | r) Aquarea Loop | Aquarea Loop | 1,1 kW Water loop heat pump. Modbus display. 2- and 3-way valves with modulation. | Water loop heat pump |  |  | x | 2025-01-01 |  |  |  | 71.535,600 | 38 | 0,641 | 0,775 | 0,144 | R290 | 0.1 | 0.02 | 2e-06
P-CWSL20SC5-HBE | 4010869594264 | A2W | ACCESSORY | r) Aquarea Loop | Aquarea Loop | 2,0 kW Water loop heat pump. Modbus display. 2- and 3-way valves with modulation. | Water loop heat pump |  |  | x | 2025-01-01 |  |  |  | 89.996,400 | 43 | 0,641 | 0,975 | 0,144 | R290 | 0.14 | 0.02 | 2.8e-06
P-CWSL30SC5-HBE | 4010869594271 | A2W | ACCESSORY | r) Aquarea Loop | Aquarea Loop | 3,0 kW Water loop heat pump. Modbus display. 2- and 3-way valves with modulation. | Water loop heat pump |  |  | x | 2025-01-01 |  |  |  | 113.072,400 | 48 | 0,641 | 1,225 | 0,144 | R290 | 0.15 | 0.02 | 3e-06
P-CWSL10SC5-WBE | 4010869594288 | A2W | ACCESSORY | r) Aquarea Loop | Aquarea Loop | 1,1 kW Water loop heat pump. Wi-Fi display. 2- and 3-way valves with modulation. | Water loop heat pump |  |  | x | 2025-01-01 |  |  |  | 71.535,600 | 38 | 0,641 | 0,775 | 0,144 | R290 | 0.1 | 0.02 | 2e-06
P-CWSL20SC5-WBE | 4010869594295 | A2W | ACCESSORY | r) Aquarea Loop | Aquarea Loop | 2,0 kW Water loop heat pump. Wi-Fi display. 2- and 3-way valves with modulation. | Water loop heat pump |  |  | x | 2025-01-01 |  |  |  | 89.996,400 | 43 | 0,641 | 0,975 | 0,144 | R290 | 0.14 | 0.02 | 2.8e-06
P-CWSL30SC5-WBE | 4010869594301 | A2W | ACCESSORY | r) Aquarea Loop | Aquarea Loop | 3,0 kW Water loop heat pump. Wi-Fi display. 2- and 3-way valves with modulation. | Water loop heat pump |  |  | x | 2025-01-01 |  |  |  | 113.072,400 | 48 | 0,641 | 1,225 | 0,144 | R290 | 0.15 | 0.02 | 3e-06
P-CWSL10SC5-HCE | 4010869594318 | A2W | ACCESSORY | r) Aquarea Loop | Aquarea Loop | 1,1 kW Water loop heat pump. Modbus display. | Water loop heat pump |  |  | x | 2025-01-01 |  |  |  | 71.535,600 | 38 | 0,641 | 0,775 | 0,144 | R290 | 0.1 | 0.02 | 2e-06
P-CWSL20SC5-HCE | 4010869594325 | A2W | ACCESSORY | r) Aquarea Loop | Aquarea Loop | 2,0 kW Water loop heat pump. Modbus display. | Water loop heat pump |  |  | x | 2025-01-01 |  |  |  | 89.996,400 | 43 | 0,641 | 0,975 | 0,144 | R290 | 0.14 | 0.02 | 2.8e-06
P-CWSL30SC5-HCE | 4010869594332 | A2W | ACCESSORY | r) Aquarea Loop | Aquarea Loop | 3,0 kW Water loop heat pump. Modbus display. | Water loop heat pump |  |  | x | 2025-01-01 |  |  |  | 113.072,400 | 48 | 0,641 | 1,225 | 0,144 | R290 | 0.15 | 0.02 | 3e-06
P-CWSL10SC5-WCE | 4010869594349 | A2W | ACCESSORY | r) Aquarea Loop | Aquarea Loop | 1,1 kW Water loop heat pump. Wi-Fi display. | Water loop heat pump |  |  | x | 2025-01-01 |  |  |  | 71.535,600 | 38 | 0,641 | 0,775 | 0,144 | R290 | 0.1 | 0.02 | 2e-06
P-CWSL20SC5-WCE | 4010869594356 | A2W | ACCESSORY | r) Aquarea Loop | Aquarea Loop | 2,0 kW Water loop heat pump. Wi-Fi display. | Water loop heat pump |  |  | x | 2025-01-01 |  |  |  | 89.996,400 | 43 | 0,641 | 0,975 | 0,144 | R290 | 0.14 | 0.02 | 2.8e-06
P-CWSL30SC5-WCE | 4010869594363 | A2W | ACCESSORY | r) Aquarea Loop | Aquarea Loop | 3,0 kW Water loop heat pump. Wi-Fi display. | Water loop heat pump |  |  | x | 2025-01-01 |  |  |  | 113.072,400 | 48 | 0,641 | 1,225 | 0,144 | R290 | 0.15 | 0.02 | 3e-06
P-CWSL10SC5-HEE | 4010869594370 | A2W | ACCESSORY | r) Aquarea Loop | Aquarea Loop | 1,1 kW Water loop heat pump. Modbus display. 2- and 3-way valves with modulation. Injection kit. | Water loop heat pump |  |  | x | 2025-01-01 |  |  |  | 71.535,600 | 38 | 0,641 | 0,775 | 0,144 | R290 | 0.1 | 0.02 | 2e-06
P-CWSL20SC5-HEE | 4010869594387 | A2W | ACCESSORY | r) Aquarea Loop | Aquarea Loop | 2,0 kW Water loop heat pump. Modbus display. 2- and 3-way valves with modulation. Injection kit. | Water loop heat pump |  |  | x | 2025-01-01 |  |  |  | 89.996,400 | 43 | 0,641 | 0,975 | 0,144 | R290 | 0.14 | 0.02 | 2.8e-06
P-CWSL30SC5-HEE | 4010869594394 | A2W | ACCESSORY | r) Aquarea Loop | Aquarea Loop | 3,0 kW Water loop heat pump. Modbus display. 2- and 3-way valves with modulation. Injection kit. | Water loop heat pump |  |  | x | 2025-01-01 |  |  |  | 113.072,400 | 48 | 0,641 | 1,225 | 0,144 | R290 | 0.15 | 0.02 | 3e-06
P-CWSL10SC5-WEE | 4010869594400 | A2W | ACCESSORY | r) Aquarea Loop | Aquarea Loop | 1,1 kW Water loop heat pump. Wi-Fi display. 2- and 3-way valves with modulation. Injection kit. | Water loop heat pump |  |  | x | 2025-01-01 |  |  |  | 71.535,600 | 38 | 0,641 | 0,775 | 0,144 | R290 | 0.1 | 0.02 | 2e-06
P-CWSL20SC5-WEE | 4010869594417 | A2W | ACCESSORY | r) Aquarea Loop | Aquarea Loop | 2,0 kW Water loop heat pump. Wi-Fi display. 2- and 3-way valves with modulation. Injection kit. | Water loop heat pump |  |  | x | 2025-01-01 |  |  |  | 89.996,400 | 43 | 0,641 | 0,975 | 0,144 | R290 | 0.14 | 0.02 | 2.8e-06
P-CWSL30SC5-WEE | 4010869594424 | A2W | ACCESSORY | r) Aquarea Loop | Aquarea Loop | 3,0 kW Water loop heat pump. Wi-Fi display. 2- and 3-way valves with modulation. Injection kit. | Water loop heat pump |  |  | x | 2025-01-01 |  |  |  | 113.072,400 | 48 | 0,641 | 1,225 | 0,144 | R290 | 0.15 | 0.02 | 3e-06
P-CWSL10SC5-HFE | 4010869594431 | A2W | ACCESSORY | r) Aquarea Loop | Aquarea Loop | 1,1 kW Water loop heat pump. Modbus display. Injection kit. | Water loop heat pump |  |  | x | 2025-01-01 |  |  |  | 71.535,600 | 38 | 0,641 | 0,775 | 0,144 | R290 | 0.1 | 0.02 | 2e-06
P-CWSL20SC5-HFE | 4010869594448 | A2W | ACCESSORY | r) Aquarea Loop | Aquarea Loop | 2,0 kW Water loop heat pump. Modbus display. Injection kit. | Water loop heat pump |  |  | x | 2025-01-01 |  |  |  | 89.996,400 | 43 | 0,641 | 0,975 | 0,144 | R290 | 0.14 | 0.02 | 2.8e-06
P-CWSL30SC5-HFE | 4010869594455 | A2W | ACCESSORY | r) Aquarea Loop | Aquarea Loop | 3,0 kW Water loop heat pump. Modbus display. Injection kit. | Water loop heat pump |  |  | x | 2025-01-01 |  |  |  | 113.072,400 | 48 | 0,641 | 1,225 | 0,144 | R290 | 0.15 | 0.02 | 3e-06
P-CWSL10SC5-WFE | 4010869594462 | A2W | ACCESSORY | r) Aquarea Loop | Aquarea Loop | 1,1 kW Water loop heat pump. Wi-Fi display. Injection kit. | Water loop heat pump |  |  | x | 2025-01-01 |  |  |  | 71.535,600 | 38 | 0,641 | 0,775 | 0,144 | R290 | 0.1 | 0.02 | 2e-06
P-CWSL20SC5-WFE | 4010869594479 | A2W | ACCESSORY | r) Aquarea Loop | Aquarea Loop | 2,0 kW Water loop heat pump. Wi-Fi display. Injection kit. | Water loop heat pump |  |  | x | 2025-01-01 |  |  |  | 89.996,400 | 43 | 0,641 | 0,975 | 0,144 | R290 | 0.14 | 0.02 | 2.8e-06
P-CWSL30SC5-WFE | 4010869594486 | A2W | ACCESSORY | r) Aquarea Loop | Aquarea Loop | 3,0 kW Water loop heat pump. Wi-Fi display. Injection kit. | Water loop heat pump |  |  | x | 2025-01-01 |  |  |  | 113.072,400 | 48 | 0,641 | 1,225 | 0,144 | R290 | 0.15 | 0.02 | 3e-06
PAW-TD20B8E3-2 | 8430352615416 | A2W | ACCESSORY | h) Combo Tank | Enamelled | Enamelled DHW tank 185 L + Buffer tank 80 L | Enamelled Combo tank | [7 empty] | 975.426 | 166 | 1,965 | 0,730 | 0,680 | - | - | - | -
PAW-TD23B6E5 | 7070644007409 | A2W | ACCESSORY | h) Combo Tank | Stainless Steel | Stainless steel DHW tank 230 L + Buffer tank 60 L | Stainless steel Combo tank | [7 empty] | 981.240 | 166 | 1,850 | 0,780 | 0,680 | - | - | - | -
PAW-BTANK50L-2 | 7070644007416 | A2W | ACCESSORY | g) Buffer Tank | Stainless Steel | 50 L Buffer tank | 50 L Buffer tank | [7 empty] | 136.620 | 15,200 | 0,690 | 0,450 | 0,440 | - | - | - | -
PAW-BTANK100L | 4010869367080 | A2W | ACCESSORY | g) Buffer Tank | Stainless Steel | 100 L Buffer tank | 100 L Buffer tank | [7 empty] | 259.072 | 28 | 1,280 | 0,460 | 0,440 | - | - | - | -
PAW-BTANKG200L | 4010869384445 | A2W | ACCESSORY | g) Buffer Tank | Stainless Steel | 200 L Buffer tank | 200 L Buffer tank | [7 empty] | 483.328 | 41 | 1,180 | 0,640 | 0,640 | - | - | - | -
PAW-BTANKG260L | 4010869384452 | A2W | ACCESSORY | g) Buffer Tank | Stainless Steel | 260 L Buffer tank | 260 L Buffer tank | [7 empty] | 593.920 | 56 | 1,450 | 0,640 | 0,640 | - | - | - | -
PAW-TA15C1E5 | 4010869376143 | A2W | ACCESSORY | i) Sanitary Tank | Enamelled | 170 L Enamelled DHW tank | 170 L Enamelled DHW tank | [7 empty] | 504.600 | 88 | 1,500 | 0,580 | 0,580 | - | - | - | -
PAW-TA20C1E5STD | 9004464481543 | A2W | ACCESSORY | i) Sanitary Tank | Enamelled | 200 L Enamelled DHW tank | 200 L Enamelled DHW tank | [7 empty] | 844.800 | 90 | 1,320 | 0,800 | 0,800 | - | - | - | -
PAW-TA30C1E5STD | 9004464481550 | A2W | ACCESSORY | i) Sanitary Tank | Enamelled | 290 L Enamelled DHW tank | 290 L Enamelled DHW tank | [7 empty] | 1.216.000 | 123 | 1,900 | 0,800 | 0,800 | - | - | - | -
PAW-TA40C1E5STD | 9004464481796 | A2W | ACCESSORY | i) Sanitary Tank | Enamelled | 380 L Enamelled DHW tank | 380 L Enamelled DHW tank | [7 empty] | 1.174.400 | 191 | 1,835 | 0,800 | 0,800 | - | - | - | -
PAW-TA30C2E5STD | 9004464481802 | A2W | ACCESSORY | i) Sanitary Tank | Enamelled | 350 L Enamelled DHW tank with 2 coils | 350 L Enamelled DHW tank with 2 coils | [7 empty] | 1.174.400 | 169 | 1,835 | 0,800 | 0,800 | - | - | - | -
PAW-TA20C1E5C | 9004464488290 | A2W | ACCESSORY | i) Sanitary Tank | Enamelled | 200 L Square Enamelled DHW tank | 200 L Square Enamelled DHW tank | [7 empty] | 862.400 | 90 | 1,760 | 0,700 | 0,700 | - | - | - | -
PAW-TD20C1E5-1 | 4010869385589 | A2W | ACCESSORY | i) Sanitary Tank | Stainless Steel | 200 L Stainless steel DHW tank | 200 L Stainless steel DHW tank | [7 empty] | 460.232,500 | 52 | 1,300 | 0,595 | 0,595 | - | - | - | -
PAW-TD30C1E5-1 | 4010869385572 | A2W | ACCESSORY | i) Sanitary Tank | Stainless Steel | 300 L Stainless steel DHW tank | 300 L Stainless steel DHW tank | [7 empty] | 644.400 | 67 | 1,790 | 0,600 | 0,600 | - | - | - | -
PAW-TD30C1E5HI-1 | 4010869385596 | A2W | ACCESSORY | i) Sanitary Tank | Stainless Steel | 300 L High efficiency Stainless steel DHW tank | 300 L High eff Stainless steel DHW tank | [7 empty] | 644.400 | 71 | 1,790 | 0,600 | 0,600 | - | - | - | -
PAW-TS1 | 4010869190282 | A2W | ACCESSORY | m) Accessory | Sensor Cable | Tank sensor with 5 m cable | 5 m tank sensor | [7 empty] | 434 | 0,161 | 0,020 | 0,155 | 0,140 | - | - | - | -
PAW-TS2 | 4010869190299 | A2W | ACCESSORY | m) Accessory | Sensor Cable | Tank sensor with 20 m cable | 20 m tank sensor | [7 empty] | 840 | 0,219 | 0,040 | 0,150 | 0,140 | - | - | - | -
PAW-TS4 | 4010869203258 | A2W | ACCESSORY | m) Accessory | Sensor Cable | Tank sensor with 5 m cable length and 6 mm diameter | 5 m tank sensor with 6 mm diameter | [7 empty] | 581,250 | 0,155 | 0,025 | 0,155 | 0,150 | - | - | - | -
CZ-TK1 | 4010869166683 | A2W | ACCESSORY | m) Accessory | Sensor Cable | Third-party tank temperature sensor kit (with copper pocket and 20m sensor cable) | Tank sensor kit | [7 empty] | 1.632 | 0,332 | 0,040 | 0,255 | 0,160 | - | - | - | -
PAW-EANODE2 | 4010869387279 | A2W | ACCESSORY | m) Accessory | All In One | Impressed current anode for 200 L Stainless Steel tanks | Electric anode |  |  | x | 2024-11-01 |  |  |  | 25.850 | 0,500 | 0,220 | 0,470 | 0,250 | - | - | - | -
PAW-EANODE3 | 4010869387262 | A2W | ACCESSORY | m) Accessory | All In One | Impressed current anode for 300 L Stainless Steel tanks | Electric anode |  |  | x | 2024-11-01 |  |  |  | 25.850 | 0,500 | 0,220 | 0,470 | 0,250 | - | - | - | -
PAW-A2W-VENTA-R | 4010869359122 | A2W | ACCESSORY | s) Resdtl Vent | Hrvu Others | Residential ventilation unit with heat recovery – air supply on the right side | RVU 204 M3/H (Right hand) | [7 empty] | 297.000 | 54 | 0,660 | 0,750 | 0,600 | - | - | - | -
PAW-A2W-VENTA-L | 4010869359115 | A2W | ACCESSORY | s) Resdtl Vent | Hrvu Others | Residential ventilation unit with heat recovery – air supply on the left side | RVU 204 M3/H (Left hand) | [7 empty] | 279.792 | 54 | 0,670 | 0,720 | 0,580 | - | - | - | -
PAW-VEN-DPL | 4010869359153 | A2W | ACCESSORY | m) Accessory | Resdtl Vent | HRV touch control panel. White frame (cable to be ordered separately) | HRV touch control | [7 empty] | 1.764 | 0,180 | 0,040 | 0,210 | 0,210 | - | - | - | -
PAW-VEN-CBLEXT12 | 4010869359139 | A2W | ACCESSORY | m) Accessory | Resdtl Vent | Cable with plug for electrical connection between unit and control panel, type CE and CD (12 m) | CEC cable w/plug 12M | [7 empty] | 1.125 | 0,205 | 0,050 | 0,150 | 0,150 | - | - | - | -
PAW-VEN-DIVPLG | 4010869359146 | A2W | ACCESSORY | m) Accessory | Resdtl Vent | Twin connector for installing several CD or CE type control panels on a single unit | Twin connector | [7 empty] | 731,500 | 0,010 | 0,035 | 0,190 | 0,110 | - | - | - | -
PAW-VEN-DPLBOX | 4010869359191 | A2W | ACCESSORY | m) Accessory | Resdtl Vent | HRV touch panel wall mount kit | HRV touch panel wall mount kit | [7 empty] | 605 | 0,190 | 0,050 | 0,110 | 0,110 | - | - | - | -
PAW-VEN-ACCPCB | 4010869359214 | A2W | ACCESSORY | m) Accessory | Resdtl Vent | Optional PCB for additional functions | Optional PCB for additional functions | [7 empty] | 965,600 | 0,200 | 0,040 | 0,170 | 0,142 | - | - | - | -
PAW-VEN-FLTKIT | 4010869359221 | A2W | ACCESSORY | m) Accessory | Resdtl Vent | Supply and extract filters kit | Supply and extract filters kit | [7 empty] | 3.807 | 0,205 | 0,045 | 0,470 | 0,180 | - | - | - | -
PAW-VEN-S-CO2RH-W | 4010869359177 | A2W | ACCESSORY | m) Accessory | Resdtl Vent | CO2 RH wall-mounted sensor | CO2 RH wall-mounted sensor | [7 empty] | 825 | 0,185 | 0,060 | 0,125 | 0,110 | - | - | - | -
PAW-VEN-S-CO2-D | 4010869359160 | A2W | ACCESSORY | m) Accessory | Resdtl Vent | CO2 duct sensor | CO2 duct sensor | [7 empty] | 3.036,690 | 0,270 | 0,115 | 0,163 | 0,162 | - | - | - | -
PAW-VEN-S-CO2-W | 4010869359184 | A2W | ACCESSORY | m) Accessory | Resdtl Vent | CO2 wall-mounted sensor | CO2 wall-mounted sensor | [7 empty] | 877,500 | 0,170 | 0,060 | 0,125 | 0,117 | - | - | - | -
PAW-VEN-WBRK | 4010869359207 | A2W | ACCESSORY | m) Accessory | Resdtl Vent | Wall bracket kit for stand-alone wall mounting | Wall bracket kit for wall mounting | [7 empty] | 26.130 | 1,860 | 0,150 | 0,670 | 0,260 | - | - | - | -
PAW-VEN-HTR06 | 4010869370240 | A2W | ACCESSORY | m) Accessory | Resdtl Vent | Electrical duct heater 0,6 kW | Electrical duct heater 0,6 kW | [7 empty] | 1.500 | 1 | 0,150 | 0,100 | 0,100 | - | - | - | -
PAW-VEN-HTR12 | 4010869370233 | A2W | ACCESSORY | m) Accessory | Resdtl Vent | Electrical duct heater 1,2 kW | Electrical duct heater 1,2 kW | [7 empty] | 1.500 | 1 | 0,150 | 0,100 | 0,100 | - | - | - | -
PAW-VENTX10Z-1 | 4010869401821 | A2W | ACCESSORY | s) Resdtl Vent | Hrvu Others | Cross-counterflow HRV Universal mounting 91 m3/h air flow | RVU Counter-Flow HEX, 10Z | P-VEN15XQAZE5 | [6 empty] | 166.056 | 23,800 | 0,340 | 0,740 | 0,660 | - | - | - | -
PAW-VENTX15Z-1 | 4010869401913 | A2W | ACCESSORY | s) Resdtl Vent | Hrvu Others | Cross-counterflow HRV Universal mounting 147 m3/h air flow | RVU Counter-Flow HEX, 15Z | - | [6 empty] | 85.445,600 | 21,100 | 0,580 | 0,580 | 0,254 | - | - | - | -
PAW-VENTX20Z-1 | 4010869401869 | A2W | ACCESSORY | s) Resdtl Vent | Hrvu Others | Cross-counterflow HRV Universal mounting | RVU Counter-Flow HEX, 20Z | P-VEN20XQAZE5 | [6 empty] | 193.936 | 25 | 0,620 | 0,920 | 0,340 | - | - | - | -
PAW-VENTX25Z-1 | 4010869401838 | A2W | ACCESSORY | s) Resdtl Vent | Hrvu Others | Cross-counterflow HRV Universal mounting | RVU Counter-Flow HEX, 20Z | P-VEN30XQAZE5 | [6 empty] | 193.936 | 30 | 0,620 | 0,920 | 0,340 | - | - | - | -
PAW-VENTX20H-1 | 4010869401975 | A2W | ACCESSORY | s) Resdtl Vent | Hrvu Others | Cross-counterflow HRV Horizontal mounting 109 m3/h air flow | RVU Counter-Flow HEX, 20H | P-VEN15XQAHE5 | [6 empty] | 193.936 | 25 | 0,620 | 0,920 | 0,340 | - | - | - | -
PAW-VENTX20V-1 | 4010869401814 | A2W | ACCESSORY | s) Resdtl Vent | Hrvu Others | Cross-counterflow HRV Vertical mounting 112 m3/h air flow | RVU Counter-Flow HEX, 20V | P-VEN15XQAVE5 | [6 empty] | 193.936 | 25 | 0,620 | 0,920 | 0,340 | - | - | - | -
PAW-VENTX30H-1 | 4010869401920 | A2W | ACCESSORY | s) Resdtl Vent | Hrvu Others | Cross-counterflow HRV Horizontal mounting 210 m3/h air flow | RVU Counter-Flow HEX, 30H | P-VEN30XQAHE5 | [6 empty] | 230.736 | 30 | 0,660 | 0,920 | 0,380 | - | - | - | -
PAW-VENTX30V-1 | 4010869401951 | A2W | ACCESSORY | s) Resdtl Vent | Hrvu Others | Cross-counterflow HRV Vertical mounting 210 m3/h air flow | RVU Counter-Flow HEX, 30V | P-VEN30XQAVE5 | [6 empty] | 417.075 | 52,800 | 0,750 | 0,830 | 0,670 | - | - | - | -
PAW-VENTX40H-1 | 4010869401845 | A2W | ACCESSORY | s) Resdtl Vent | Hrvu Others | Cross-counterflow HRV Horizontal mounting 238 m3/h air flow | RVU Counter-Flow HEX, 40H | P-VEN35XQAHE5 | [6 empty] | 359.936 | 44 | 0,370 | 1,280 | 0,760 | - | - | - | -
PAW-VENTX40V-1 | 4010869401890 | A2W | ACCESSORY | s) Resdtl Vent | Hrvu Others | Cross-counterflow HRV Vertical mounting 266 m3/h air flow | RVU Counter-Flow HEX, 40V | P-VEN40XQAVE5 | [6 empty] | 510.450 | 59,600 | 0,750 | 0,830 | 0,820 | - | - | - | -
PAW-VENTX50H-1 | 4010869401968 | A2W | ACCESSORY | s) Resdtl Vent | Hrvu Others | Cross-counterflow HRV Horizontal mounting | RVU Counter-Flow HEX, 50H | P-VEN45XQAHE5 | [6 empty] | 394.940,210 | 35 | 0,749 | 0,787 | 0,670 | - | - | - | -
PAW-VENTX50V-1 | 4010869401883 | A2W | ACCESSORY | s) Resdtl Vent | Hrvu Others | Cross-counterflow HRV Vertical mounting 266 m3/h | RVU Counter-Flow HEX, 50V | P-VEN45XQAVE5 | [6 empty] | 491.344 | 43 | 0,749 | 0,820 | 0,800 | - | - | - | -
P-VEN15XQAZE5 | 4010869660716 | A2W | ACCESSORY | s) Resdtl Vent | Aquarea Vent | Cross-counterflow HRV Universal mounting 91 m3/h air flow | RVU Counter-Flow HEX, 10Z |  | PAW-VENTX10Z-1 | x | 2025-04-01 |  |  |  | 166.056 | 23,800 | 0,340 | 0,740 | 0,660 | - | - | - | -
P-VEN20XQAZE5 | 4010869660723 | A2W | ACCESSORY | s) Resdtl Vent | Aquarea Vent | Cross-counterflow HRV Universal mounting | RVU Counter-Flow HEX, 20Z |  | PAW-VENTX20Z-1 | x | 2025-04-01 |  |  |  | 193.936 | 25 | 0,620 | 0,920 | 0,340 | - | - | - | -
P-VEN30XQAZE5 | 4010869660754 | A2W | ACCESSORY | s) Resdtl Vent | Aquarea Vent | Cross-counterflow HRV Universal mounting | RVU Counter-Flow HEX, 20Z |  | PAW-VENTX25Z-1 | x | 2025-04-01 |  |  |  | 193.936 | 30 | 0,620 | 0,920 | 0,340 | - | - | - | -
P-VEN15XQAHE5 | 4010869660693 | A2W | ACCESSORY | s) Resdtl Vent | Aquarea Vent | Cross-counterflow HRV Horizontal mounting 109 m3/h air flow | RVU Counter-Flow HEX, 20H |  | PAW-VENTX20H-1 | x | 2025-04-01 |  |  |  | 193.936 | 25 | 0,620 | 0,920 | 0,340 | - | - | - | -
P-VEN15XQAVE5 | 4010869660709 | A2W | ACCESSORY | s) Resdtl Vent | Aquarea Vent | Cross-counterflow HRV Vertical mounting 112 m3/h air flow | RVU Counter-Flow HEX, 20V |  | PAW-VENTX20V-1 | x | 2025-04-01 |  |  |  | 193.936 | 25 | 0,620 | 0,920 | 0,340 | - | - | - | -
P-VEN30XQAHE5 | 4010869660730 | A2W | ACCESSORY | s) Resdtl Vent | Aquarea Vent | Cross-counterflow HRV Horizontal mounting 210 m3/h air flow | RVU Counter-Flow HEX, 30H |  | PAW-VENTX30H-1 | x | 2025-04-01 |  |  |  | 230.736 | 30 | 0,660 | 0,920 | 0,380 | - | - | - | -
P-VEN30XQAVE5 | 4010869660747 | A2W | ACCESSORY | s) Resdtl Vent | Aquarea Vent | Cross-counterflow HRV Vertical mounting 210 m3/h air flow | RVU Counter-Flow HEX, 30V |  | PAW-VENTX30V-1 | x | 2025-04-01 |  |  |  | 417.075 | 52,800 | 0,750 | 0,830 | 0,670 | - | - | - | -
P-VEN35XQAHE5 | 4010869660761 | A2W | ACCESSORY | s) Resdtl Vent | Aquarea Vent | Cross-counterflow HRV Horizontal mounting 238 m3/h air flow | RVU Counter-Flow HEX, 40H |  | PAW-VENTX40H-1 | x | 2025-04-01 |  |  |  | 359.936 | 44 | 0,370 | 1,280 | 0,760 | - | - | - | -
P-VEN40XQAVE5 | 4010869660778 | A2W | ACCESSORY | s) Resdtl Vent | Aquarea Vent | Cross-counterflow HRV Vertical mounting 266 m3/h air flow | RVU Counter-Flow HEX, 40V |  | PAW-VENTX40V-1 | x | 2025-04-01 |  |  |  | 510.450 | 59,600 | 0,750 | 0,830 | 0,820 | - | - | - | -
P-VEN45XQAHE5 | 4010869660785 | A2W | ACCESSORY | s) Resdtl Vent | Aquarea Vent | Cross-counterflow HRV Horizontal mounting | RVU Counter-Flow HEX, 50H |  | PAW-VENTX50H-1 | x | 2025-04-01 |  |  |  | 394.940,210 | 35 | 0,749 | 0,787 | 0,670 | - | - | - | -
P-VEN45XQAVE5 | 4010869660792 | A2W | ACCESSORY | s) Resdtl Vent | Aquarea Vent | Cross-counterflow HRV Vertical mounting 266 m3/h | RVU Counter-Flow HEX, 50V |  | PAW-VENTX50V-1 | x | 2025-04-01 |  |  |  | 491.344 | 43 | 0,749 | 0,820 | 0,800 | - | - | - | -
PCZ-AHRP0025 | - | A2W | ACCESSORY | m) Accessory | Resdtl Vent | Wall-mounted control with Modbus for Aquarea Vent | Wall control Vent |  |  | x | 2025-04-01 |  |  |  | - | - | - | - | - | - | - | - | -
PCZ-AHRP0026 | - | A2W | ACCESSORY | m) Accessory | Resdtl Vent | Wall-mounted control with Integrated Wi-Fi for Aquarea Vent. | Wall control Vent with Wi-Fi |  |  | x | 2025-04-01 |  |  |  | - | - | - | - | - | - | - | - | -
PCZ-AHRP0421 | 4010869660815 | A2W | ACCESSORY | m) Accessory | Resdtl Vent | Electrical duct heater 0,5 kW, DN160 mm. | Electrical duct heater 0.5 kW, DN160 mm |  |  | x | 2025-04-01 |  |  |  | 8.000 | 6 | 0,200 | 0,200 | 0,200 | - | - | - | -
PCZ-AHRP0422 | 4010869660822 | A2W | ACCESSORY | m) Accessory | Resdtl Vent | Electrical duct heater 1,0 kW, DN160 mm. | Electrical duct heater 1 kW, DN160 mm |  |  | x | 2025-04-01 |  |  |  | 8.000 | 6 | 0,200 | 0,200 | 0,200 | - | - | - | -
PCZ-AHRP0501 | 4010869660839 | A2W | ACCESSORY | m) Accessory | Resdtl Vent | Spare F7 filter kit (2 pcs) for models 15Z, 20Z, 30Z, 15H and 15V | Filter Kit (2 pcs) 15Z, 20Z, 30Z, 20H, 20V |  |  | x | 2025-04-01 |  |  |  | 8.000 | 6 | 0,200 | 0,200 | 0,200 | - | - | - | -
PCZ-AHRP0507 | 4010869660877 | A2W | ACCESSORY | m) Accessory | Resdtl Vent | Spare F7 filter kit (2 pcs) for models 30H | Filter Kit (2 pcs) 30H |  |  | x | 2025-04-01 |  |  |  | 8.000 | 6 | 0,200 | 0,200 | 0,200 | - | - | - | -
PCZ-AHRP0502 | 4010869660846 | A2W | ACCESSORY | m) Accessory | Resdtl Vent | Spare F7 filter kit (2 pcs) for models 30V | Filter Kit (2 pcs) 30V |  |  | x | 2025-04-01 |  |  |  | 8.000 | 6 | 0,200 | 0,200 | 0,200 | - | - | - | -
PCZ-AHRP0503 | 4010869660853 | A2W | ACCESSORY | m) Accessory | Resdtl Vent | Spare F7 filter kit (2 pcs) for models 35H and 45H | Filter Kit (2 pcs) 35H, 45H |  |  | x | 2025-04-01 |  |  |  | 8.000 | 6 | 0,200 | 0,200 | 0,200 | - | - | - | -
PCZ-AHRP0504 | 4010869660860 | A2W | ACCESSORY | m) Accessory | Resdtl Vent | Spare F7 filter kit (2 pcs) for models 40V and 45V | Filter Kit (2 pcs) 40V, 45V |  |  | x | 2025-04-01 |  |  |  | 8.000 | 6 | 0,200 | 0,200 | 0,200 | - | - | - | -
PCZ-AHRP0901 | 4010869660891 | A2W | ACCESSORY | m) Accessory | Resdtl Vent | Activated carbon filter (1 pc) for models 15Z, 20Z, 30Z, 15H and 15V | Carbon Ftr (1 pc) for 15Z, 20Z, 30Z, 15H, 15V |  |  | x | 2025-04-01 |  |  |  | 8.000 | 6 | 0,200 | 0,200 | 0,200 | - | - | - | -
PCZ-AHRP0508 | 4010869660884 | A2W | ACCESSORY | m) Accessory | Resdtl Vent | Activated carbon filter (1 pc) for models 30H | Carbon Ftr (1 pc) for 30H |  |  | x | 2025-04-01 |  |  |  | 8.000 | 6 | 0,200 | 0,200 | 0,200 | - | - | - | -
PCZ-AHRP0902 | 4010869660907 | A2W | ACCESSORY | m) Accessory | Resdtl Vent | Activated carbon filter (1 pc) for models 30V | Carbon Ftr (1 pc) for 30V |  |  | x | 2025-04-01 |  |  |  | 8.000 | 6 | 0,200 | 0,200 | 0,200 | - | - | - | -
PCZ-AHRP0903 | 4010869660914 | A2W | ACCESSORY | m) Accessory | Resdtl Vent | Activated carbon filter (1 pc) for models 35H and 45H. | Carbon Ftr (1 pc) for 35H, 45 H |  |  | x | 2025-04-01 |  |  |  | 8.000 | 6 | 0,200 | 0,200 | 0,200 | - | - | - | -
PCZ-AHRP0904 | 4010869660921 | A2W | ACCESSORY | m) Accessory | Resdtl Vent | Activated carbon filter (1 pc) for models 40V and 45V. | Carbon Filter (1 pc) for 40V, 45V |  |  | x | 2025-04-01 |  |  |  | 8.000 | 6 | 0,200 | 0,200 | 0,200 | - | - | - | -
PCZ-STE016181 | 4010869596329 | A2W | ACCESSORY | m) Accessory | Resdtl Vent | External wall grid with flow deviation. Stainless steel, DN 160 mm | ERV accessories |  |  | x | 2025-04-01 |  |  |  | 3.375 | 10 | 0,150 | 0,150 | 0,150 | - | - | - | -
PCZ-STE016185 | 4010869596336 | A2W | ACCESSORY | m) Accessory | Resdtl Vent | Roof terminal. Stainless steel, DN 160mm | ERV accessories |  |  | x | 2025-04-01 |  |  |  | 3.375 | 10 | 0,150 | 0,150 | 0,150 | - | - | - | -
PCZ-STE016190 | 4010869596343 | A2W | ACCESSORY | m) Accessory | Resdtl Vent | Through for flat roof terminal. stainless steel, DN 160mm | ERV accessories |  |  | x | 2025-04-01 |  |  |  | 3.375 | 10 | 0,150 | 0,150 | 0,150 | - | - | - | -
PCZ-STE016191 | 4010869596350 | A2W | ACCESSORY | m) Accessory | Resdtl Vent | Through for terminal inclined roof 45°. Stainless steel, DN 160mm | ERV accessories |  |  | x | 2025-04-01 |  |  |  | 3.375 | 10 | 0,150 | 0,150 | 0,150 | - | - | - | -
PCZ-STE080189 | 4010869596367 | A2W | ACCESSORY | m) Accessory | Resdtl Vent | Through insulation collar for roof terminal | ERV accessories |  |  | x | 2025-04-01 |  |  |  | 3.375 | 10 | 0,150 | 0,150 | 0,150 | - | - | - | -
PCZ-SRA116110 | 4010869596374 | A2W | ACCESSORY | m) Accessory | Resdtl Vent | Insulated joint male/male. DN 160 mm | ERV accessories |  |  | x | 2025-04-01 |  |  |  | 3.375 | 10 | 0,150 | 0,150 | 0,150 | - | - | - | -
PCZ-SRA116120 | 4010869596381 | A2W | ACCESSORY | m) Accessory | Resdtl Vent | Insulated sleeve female/female. DN 160 mm | ERV accessories |  |  | x | 2025-04-01 |  |  |  | 3.375 | 10 | 0,150 | 0,150 | 0,150 | - | - | - | -
PCZ-SRA112132 | 4010869596398 | A2W | ACCESSORY | m) Accessory | Resdtl Vent | Insulated reducer female/male. DN 160 mm to DN 125 mm | ERV accessories |  |  | x | 2025-04-01 |  |  |  | 3.375 | 10 | 0,150 | 0,150 | 0,150 | - | - | - | -
PCZ-SRA116132 | 4010869596404 | A2W | ACCESSORY | m) Accessory | Resdtl Vent | Insulated reducer female/male. DN 200 mm to DN 160 mm | ERV accessories |  |  | x | 2025-04-01 |  |  |  | 3.375 | 10 | 0,150 | 0,150 | 0,150 | - | - | - | -
PCZ-SCS116001 | 4010869596411 | A2W | ACCESSORY | m) Accessory | Resdtl Vent | Rigid insulated pipe (primary EPP pipe). DN 160mm, L = 1mt, 1 joint included | ERV accessories |  |  | x | 2025-04-01 |  |  |  | 3.375 | 10 | 0,150 | 0,150 | 0,150 | - | - | - | -
PCZ-SCS116090 | 4010869596428 | A2W | ACCESSORY | m) Accessory | Resdtl Vent | Elbow 90° (primary EPP pipe. DN 160mm, 1 joint included | ERV accessories |  |  | x | 2025-04-01 |  |  |  | 3.375 | 10 | 0,150 | 0,150 | 0,150 | - | - | - | -
PCZ-SCS116160 | 4010869596435 | A2W | ACCESSORY | m) Accessory | Resdtl Vent | Connection joint (primary EPP pipe). DN 160mm | ERV accessories |  |  | x | 2025-04-01 |  |  |  | 3.375 | 10 | 0,150 | 0,150 | 0,150 | - | - | - | -
PCZ-SCS116120 | 4010869596442 | A2W | ACCESSORY | m) Accessory | Resdtl Vent | Reducer (primary EPP pipe). DN 160mm to DN 125mm | ERV accessories |  |  | x | 2025-04-01 |  |  |  | 3.375 | 10 | 0,150 | 0,150 | 0,150 | - | - | - | -
PCZ-SCE116010 | 4010869596459 | A2W | ACCESSORY | m) Accessory | Resdtl Vent | 10 m primary flexible duct with insulated hose. DH 160 mm. | ERV accessories |  |  | x | 2025-04-01 |  |  |  | 3.375 | 10 | 0,150 | 0,150 | 0,150 | - | - | - | -
PCZ-SCE316010 | 4010869596466 | A2W | ACCESSORY | m) Accessory | Resdtl Vent | 10 m primary flexible duct with insulated aluphonic hose. DH 160 mm. | ERV accessories |  |  | x | 2025-04-01 |  |  |  | 3.375 | 10 | 0,150 | 0,150 | 0,150 | - | - | - | -
PCZ-SCE099120 | 4010869596473 | A2W | ACCESSORY | m) Accessory | Resdtl Vent | Hose clamp for hose. 60/325 mm. | ERV accessories |  |  | x | 2025-04-01 |  |  |  | 3.375 | 10 | 0,150 | 0,150 | 0,150 | - | - | - | -
PCZ-SCE199121 | 4010869596480 | A2W | ACCESSORY | m) Accessory | Resdtl Vent | Black air-tight anti-condensation tape. 50 mm x 10 m | ERV accessories |  |  | x | 2025-04-01 |  |  |  | 3.375 | 10 | 0,150 | 0,150 | 0,150 | - | - | - | -
PCZ-SCE199122 | 4010869596497 | A2W | ACCESSORY | m) Accessory | Resdtl Vent | Aluminium tape. 50 mm x 10 m. Sp 40 µm | ERV accessories |  |  | x | 2025-04-01 |  |  |  | 3.375 | 10 | 0,150 | 0,150 | 0,150 | - | - | - | -
PCZ-SCE216001 | 4010869596503 | A2W | ACCESSORY | m) Accessory | Resdtl Vent | Flexible silencer male/male. DN 160mm, SP 25mm, L = 1000 mm | ERV accessories |  |  | x | 2025-04-01 |  |  |  | 3.375 | 10 | 0,150 | 0,150 | 0,150 | - | - | - | -
PCZ-SCO164044 | 4010869596510 | A2W | ACCESSORY | m) Accessory | Resdtl Vent | TG1 insulated steel manifold with inspection door and side/front/perpendicular exits. 1x DN 160mm - 4+4+4x DN 75/90mm | ERV accessories |  |  | x | 2025-04-01 |  |  |  | 3.375 | 10 | 0,150 | 0,150 | 0,150 | - | - | - | -
PCZ-SCO164084 | 4010869596527 | A2W | ACCESSORY | m) Accessory | Resdtl Vent | TG2 insulated steel manifold with inspection door and side/front/perpendicular exits. 1x DN 160mm - 4+8+4x DN 75/90mm | ERV accessories |  |  | x | 2025-04-01 |  |  |  | 3.375 | 10 | 0,150 | 0,150 | 0,150 | - | - | - | -
PCZ-SCO164124 | 4010869596534 | A2W | ACCESSORY | m) Accessory | Resdtl Vent | TG3 insulated steel manifold with inspection door and side/front/perpendicular exits. 1x DN160mm - 4+12+4x DN 75/90mm | ERV accessories |  |  | x | 2025-04-01 |  |  |  | 3.375 | 10 | 0,150 | 0,150 | 0,150 | - | - | - | -
PCZ-SRS075140 | 4010869596541 | A2W | ACCESSORY | m) Accessory | Resdtl Vent | Manifold/ Plenum coupling for DN75 corrugated start. | ERV accessories |  |  | x | 2025-04-01 |  |  |  | 3.375 | 10 | 0,150 | 0,150 | 0,150 | - | - | - | -
PCZ-SRS080141 | 4010869596558 | A2W | ACCESSORY | m) Accessory | Resdtl Vent | Collector blind plug for manifold. | ERV accessories |  |  | x | 2025-04-01 |  |  |  | 3.375 | 10 | 0,150 | 0,150 | 0,150 | - | - | - | -
PCZ-SRP080001 | 4010869596565 | A2W | ACCESSORY | m) Accessory | Resdtl Vent | Static flow regulator. 15 => 50 m3/h, step min = 5 m3/h | ERV accessories |  |  | x | 2025-04-01 |  |  |  | 3.375 | 10 | 0,150 | 0,150 | 0,150 | - | - | - | -
PCZ-SRS075050 | 4010869596572 | A2W | ACCESSORY | m) Accessory | Resdtl Vent | 50 m corrugated pipe coil. DN 75mm. | ERV accessories |  |  | x | 2025-04-01 |  |  |  | 3.375 | 10 | 0,150 | 0,150 | 0,150 | - | - | - | -
PCZ-SRS075145 | 4010869596589 | A2W | ACCESSORY | m) Accessory | Resdtl Vent | O-Ring. DN 75mm | ERV accessories |  |  | x | 2025-04-01 |  |  |  | 3.375 | 10 | 0,150 | 0,150 | 0,150 | - | - | - | -
PCZ-SRS075150 | 4010869596596 | A2W | ACCESSORY | m) Accessory | Resdtl Vent | Corrugated pipe blind plug. DN 75mm | ERV accessories |  |  | x | 2025-04-01 |  |  |  | 3.375 | 10 | 0,150 | 0,150 | 0,150 | - | - | - | -
PCZ-SRS075120 | 4010869596602 | A2W | ACCESSORY | m) Accessory | Resdtl Vent | Joint male/male. DN 75mm including two O-ring | ERV accessories |  |  | x | 2025-04-01 |  |  |  | 3.375 | 10 | 0,150 | 0,150 | 0,150 | - | - | - | -
PCZ-SRS075155 | 4010869596619 | A2W | ACCESSORY | m) Accessory | Resdtl Vent | Fixing clip. DN 75mm. Use every 1.5 - 2 m linear and before and after each curve | ERV accessories |  |  | x | 2025-04-01 |  |  |  | 3.375 | 10 | 0,150 | 0,150 | 0,150 | - | - | - | -
PCZ-SRS075160 | 4010869596626 | A2W | ACCESSORY | m) Accessory | Resdtl Vent | 90° vertical angle. DN 75mm. Two O-rings included | ERV accessories |  |  | x | 2025-04-01 |  |  |  | 3.375 | 10 | 0,150 | 0,150 | 0,150 | - | - | - | -
PCZ-REV081111 | 4010869596633 | A2W | ACCESSORY | m) Accessory | Resdtl Vent | EPP polypropylene diffuser, modular and patented with 75/90mm coupling, coupling for modular coupling , filter and installation brackets. | ERV accessories |  |  | x | 2025-04-01 |  |  |  | 3.375 | 10 | 0,150 | 0,150 | 0,150 | - | - | - | -
PCZ-SBO130860 | 4010869596640 | A2W | ACCESSORY | m) Accessory | Resdtl Vent | Replacement filter (10 pcs). | ERV accessories |  |  | x | 2025-04-01 |  |  |  | 3.375 | 10 | 0,150 | 0,150 | 0,150 | - | - | - | -
PCZ-SBO130801 | 4010869596657 | A2W | ACCESSORY | m) Accessory | Resdtl Vent | Grid 1x perforated round hole. Steel, white finish, 190x140mm | ERV accessories |  |  | x | 2025-04-01 |  |  |  | 3.375 | 10 | 0,150 | 0,150 | 0,150 | - | - | - | -
PCZ-SBO300801 | 4010869596664 | A2W | ACCESSORY | m) Accessory | Resdtl Vent | Grid 2x perforated round hole. Steel, white finish, 360x140mm | ERV accessories |  |  | x | 2025-04-01 |  |  |  | 3.375 | 10 | 0,150 | 0,150 | 0,150 | - | - | - | -
PCZ-SBO480801 | 4010869596671 | A2W | ACCESSORY | m) Accessory | Resdtl Vent | Grid 3x perforated round hole. Steel, white finish, 540x140mm | ERV accessories |  |  | x | 2025-04-01 |  |  |  | 3.375 | 10 | 0,150 | 0,150 | 0,150 | - | - | - | -
PCZ-SBO302001 | 4010869596688 | A2W | ACCESSORY | m) Accessory | Resdtl Vent | Grid 4x perforated round hole. Steel, white finish, 360x260mm | ERV accessories |  |  | x | 2025-04-01 |  |  |  | 3.375 | 10 | 0,150 | 0,150 | 0,150 | - | - | - | -
PCZ-SBO130802 | 4010869596695 | A2W | ACCESSORY | m) Accessory | Resdtl Vent | Grid 1x perforated square hole. Steel, white finish, 190x140mm | ERV accessories |  |  | x | 2025-04-01 |  |  |  | 3.375 | 10 | 0,150 | 0,150 | 0,150 | - | - | - | -
PCZ-SBO300802 | 4010869596701 | A2W | ACCESSORY | m) Accessory | Resdtl Vent | Grid 2x perforated square hole. Steel, white finish, 360x140mm | ERV accessories |  |  | x | 2025-04-01 |  |  |  | 3.375 | 10 | 0,150 | 0,150 | 0,150 | - | - | - | -
PCZ-SBO480802 | 4010869596718 | A2W | ACCESSORY | m) Accessory | Resdtl Vent | Grid 3x perforated square hole. Steel, white finish, 540x140mm | ERV accessories |  |  | x | 2025-04-01 |  |  |  | 3.375 | 10 | 0,150 | 0,150 | 0,150 | - | - | - | -
PCZ-SBO302002 | 4010869596725 | A2W | ACCESSORY | m) Accessory | Resdtl Vent | Grid 5x perforated square hole. Steel, white finish, 360x260mm | ERV accessories |  |  | x | 2025-04-01 |  |  |  | 3.375 | 10 | 0,150 | 0,150 | 0,150 | - | - | - | -
PAW-DHW100W-1 | 3410539660137 | A2W | ACCESSORY | f) DHW Heatpump | Wall | DHW heat pump 100 L Wall mounted | DHW heat pump 100 L Wall mounted | P-DHW100AE5 | [6 empty] | 470.925 | 61 | 1,365 | 0,600 | 0,575 | R134a | 0.52 | 1430 | 0.74
PAW-DHW150W-1 | 3410539760196 | A2W | ACCESSORY | f) DHW Heatpump | Wall | DHW heat pump 150 L Wall mounted | DHW heat pump 150 L Wall mounted | P-DHW150AE5 | [6 empty] | 604.800 | 69 | 1,680 | 0,600 | 0,600 | R134a | 0.58 | 1430 | 0.83
PAW-DHW200F | 3410539861015 | A2W | ACCESSORY | f) DHW Heatpump | Floor | DHW heat pump 200 L Floor standing | DHW heat pump 200 L Floor standing | P-DHW200AE5 | [6 empty] | 1.004.062,500 | 91,800 | 1,785 | 0,750 | 0,750 | R513A | 0.8 | 631 | 0.5
PAW-DHW270F | 3410539861022 | A2W | ACCESSORY | f) DHW Heatpump | Floor | DHW heat pump 270 L Floor standing | DHW heat pump 270 L Floor standing | P-DHW260AE5 | [6 empty] | 1.160.912 | 103,800 | 2,120 | 0,740 | 0,740 | R513A | 0.86 | 631 | 0.54
PAW-DHW270C1F | 3410539861046 | A2W | ACCESSORY | f) DHW Heatpump | Floor | DHW heat pump 270 L Floor standing with 2 coils | DHW heat pump 270 L Floor 2 coils | P-DHW260CAE5 | [6 empty] | 1.160.912 | 123,800 | 2,120 | 0,740 | 0,740 | R513A | 0.86 | 631 | 0.54
PAW-DHW-STAND | 4010869356879 | A2W | ACCESSORY | f) DHW Heatpump | Accessory | Stand for wall-mounted models (required for installation in non-load-bearing walls) | DHW heat pump stand | [7 empty] | 43.248 | 3 | 0,160 | 0,530 | 0,510 | - | - | - | -
P-DHW100AE5 | 4010869648394 | A2W | ACCESSORY | f) DHW Heatpump | Wall | DHW heat pump 100 L Wall mounted | DHW heat pump 100 L Wall mounted |  | PAW-DHW100W-1 | x | 2025-06-01 |  |  |  | 494.160 | 61 | 1,420 | 0,600 | 0,580 | R290 | 0.15 | 0.02 | 3e-06
P-DHW150AE5 | 4010869648400 | A2W | ACCESSORY | f) DHW Heatpump | Wall | DHW heat pump 150 L Wall mounted | DHW heat pump 150 L Wall mounted |  | PAW-DHW150W-1 | x | 2025-06-01 |  |  |  | 372.360 | 69 | 1,070 | 0,600 | 0,580 | R290 | 0.15 | 0.02 | 3e-06
P-DHW200AE5 | 4010869648417 | A2W | ACCESSORY | f) DHW Heatpump | Floor | DHW heat pump 200 L Floor standing | DHW heat pump 200 L Floor standing |  | PAW-DHW200F | x | 2025-04-01 |  |  |  | 1.007.930 | 92 | 1,870 | 0,770 | 0,700 | R290 | 0.15 | 0.02 | 3e-06
P-DHW200CAE5 | 4010869648424 | A2W | ACCESSORY | f) DHW Heatpump | Floor | DHW heat pump 200 L Floor standing with additional coil | DHW heat pump 200 L Floor 2 coils |  |  | x | 2025-04-01 |  |  |  | 1.007.930 | 112 | 1,870 | 0,770 | 0,700 | R290 | 0.15 | 0.02 | 3e-06
P-DHW260AE5 | 4010869648431 | A2W | ACCESSORY | f) DHW Heatpump | Floor | DHW heat pump 260 L Floor standing | DHW heat pump 260 L Floor standing |  | PAW-DHW270F | x | 2025-04-01 |  |  |  | 1.007.930 | 104 | 1,870 | 0,770 | 0,700 | R290 | 0.15 | 0.02 | 3e-06
P-DHW260CAE5 | 4010869648448 | A2W | ACCESSORY | f) DHW Heatpump | Floor | DHW heat pump 2260 L Floor standing with additional coil | DHW heat pump 260 L Floor 2 coils |  | PAW-DHW270C1F | x | 2025-04-01 |  |  |  | 1.007.930 | 124 | 1,870 | 0,770 | 0,700 | R290 | 0.15 | 0.02 | 3e-06
CU-VZ9SKE | 5025232847341 | RAC | OUTDOOR | a) Flag | VZ Series | 2,5 kW VZ outdoor unit | VZ outdoor unit | [7 empty] | 273.420 | 43 | 0,700 | 0,930 | 0,420 | R32 | 1.05 | 675 | 0.70875
CU-VZ12SKE | 5025232847037 | RAC | OUTDOOR | a) Flag | VZ Series | 3,5 kW VZ outdoor unit | VZ outdoor unit | [7 empty] | 273.420 | 43 | 0,700 | 0,930 | 0,420 | R32 | 1.1 | 675 | 0.7425
CS-VZ9SKE | 5025232847013 | RAC | INDOOR | a) Flag | VZ Series | 2,5 kW VZ Wall mounted indoor unit | VZ indoor unit | [7 empty] | 135.198 | 18 | 0,420 | 0,870 | 0,370 | - | - | - | -
CS-VZ12SKE | 5025232847020 | RAC | INDOOR | a) Flag | VZ Series | 3,5 kW VZ Wall mounted indoor unit | VZ indoor unit | [7 empty] | 135.198 | 18 | 0,420 | 0,870 | 0,370 | - | - | - | -
CU-Z20ZKE | 5025232946495 | RAC | OUTDOOR | b) Deluxe | Z Series | 2,0 kW Etherea outdoor unit | Etherea outdoor unit | [7 empty] | 213.600 | 29 | 0,600 | 0,890 | 0,400 | R32 | 0.7 | 675 | 0.4725
CU-Z25ZKE | 5025232946501 | RAC | OUTDOOR | b) Deluxe | Z Series | 2,5 kW Etherea outdoor unit | Etherea outdoor unit | [7 empty] | 213.600 | 29 | 0,600 | 0,890 | 0,400 | R32 | 0.7 | 675 | 0.4725
CU-Z35ZKE | 5025232946518 | RAC | OUTDOOR | b) Deluxe | Z Series | 3,5 kW Etherea outdoor unit | Etherea outdoor unit | [7 empty] | 213.600 | 33 | 0,600 | 0,890 | 0,400 | R32 | 0.81 | 675 | 0.54675
CU-Z42ZKE | 5025232946525 | RAC | OUTDOOR | b) Deluxe | Z Series | 4,2 kW Etherea outdoor unit | Etherea outdoor unit | [7 empty] | 213.600 | 33 | 0,600 | 0,890 | 0,400 | R32 | 0.83 | 675 | 0.56025
CU-Z50ZKE | 5025232946532 | RAC | OUTDOOR | b) Deluxe | Z Series | 5,0 kW Etherea outdoor unit | Etherea outdoor unit | [7 empty] | 367.080 | 44 | 0,760 | 1,050 | 0,460 | R32 | 1.13 | 675 | 0.76275
CU-Z71ZKE | 5025232946549 | RAC | OUTDOOR | b) Deluxe | Z Series | 7,1 kW Etherea outdoor unit | Etherea outdoor unit | [7 empty] | 367.080 | 49 | 0,760 | 1,050 | 0,460 | R32 | 1.35 | 675 | 0.91125
CS-Z20ZKEW | 5025232946266 | RAC | INDOOR | b) Deluxe | Z Series | 2,0 kW Etherea matt white indoor unit | Etherea indoor unit | [7 empty] | 98.420 | 12 | 0,280 | 0,950 | 0,370 | - | - | - | -
CS-Z25ZKEW | 5025232946273 | RAC | INDOOR | b) Deluxe | Z Series | 2,5 kW Etherea matt white indoor unit | Etherea indoor unit | [7 empty] | 98.420 | 12 | 0,280 | 0,950 | 0,370 | - | - | - | -
CS-Z35ZKEW | 5025232946280 | RAC | INDOOR | b) Deluxe | Z Series | 3,5 kW Etherea matt white indoor unit | Etherea indoor unit | [7 empty] | 98.420 | 13 | 0,280 | 0,950 | 0,370 | - | - | - | -
CS-Z42ZKEW | 5025232946297 | RAC | INDOOR | b) Deluxe | Z Series | 4,2 kW Etherea matt white indoor unit | Etherea indoor unit | [7 empty] | 98.420 | 13 | 0,280 | 0,950 | 0,370 | - | - | - | -
CS-Z50ZKEW | 5025232946303 | RAC | INDOOR | b) Deluxe | Z Series | 5,0 kW Etherea matt white indoor unit | Etherea indoor unit | [7 empty] | 135.470 | 14 | 0,310 | 1,150 | 0,380 | - | - | - | -
CS-Z71ZKEW | 5025232946310 | RAC | INDOOR | b) Deluxe | Z Series | 7,1 kW Etherea matt white indoor unit | Etherea indoor unit | [7 empty] | 135.470 | 15 | 0,310 | 1,150 | 0,380 | - | - | - | -
CS-MZ16ZKE | 5025232946129 | RAC | INDOOR | b) Deluxe | Z Series | 1,6 kW Etherea matt white indoor unit | Etherea indoor unit | [7 empty] | 98.420 | 12 | 0,280 | 0,950 | 0,370 | - | - | - | -
CS-XZ20ZKEW | 5025232945450 | RAC | INDOOR | b) Deluxe | Z Series (SILVER) | 2,0 kW Etherea silver indoor unit | Etherea indoor unit | [7 empty] | 98.420 | 12 | 0,280 | 0,950 | 0,370 | - | - | - | -
CS-XZ25ZKEW | 5025232945474 | RAC | INDOOR | b) Deluxe | Z Series (SILVER) | 2,5 kW Etherea silver indoor unit | Etherea indoor unit | [7 empty] | 98.420 | 12 | 0,280 | 0,950 | 0,370 | - | - | - | -
CS-XZ35ZKEW | 5025232945498 | RAC | INDOOR | b) Deluxe | Z Series (SILVER) | 3,5 kW Etherea silver indoor unit | Etherea indoor unit | [7 empty] | 98.420 | 13 | 0,280 | 0,950 | 0,370 | - | - | - | -
CS-XZ50ZKEW | 5025232945528 | RAC | INDOOR | b) Deluxe | Z Series (SILVER) | 5,0 kW Etherea silver indoor unit | Etherea indoor unit | [7 empty] | 135.470 | 14 | 0,310 | 1,150 | 0,380 | - | - | - | -
CS-XZ20ZKEW-H | 5025232945467 | RAC | INDOOR | b) Deluxe | Z Series (DARK) | 2,0 kW Etherea graphite grey indoor unit | Etherea indoor unit | [7 empty] | 98.420 | 12 | 0,280 | 0,950 | 0,370 | - | - | - | -
CS-XZ25ZKEW-H | 5025232945481 | RAC | INDOOR | b) Deluxe | Z Series (DARK) | 2,5 kW Etherea graphite grey indoor unit | Etherea indoor unit | [7 empty] | 98.420 | 12 | 0,280 | 0,950 | 0,370 | - | - | - | -
CS-XZ35ZKEW-H | 5025232945504 | RAC | INDOOR | b) Deluxe | Z Series (DARK) | 3,5 kW Etherea graphite grey indoor unit | Etherea indoor unit | [7 empty] | 98.420 | 13 | 0,280 | 0,950 | 0,370 | - | - | - | -
CS-XZ42ZKEW-H | 5025232945511 | RAC | INDOOR | b) Deluxe | Z Series (DARK) | 4,2 kW Etherea graphite grey indoor unit | Etherea indoor unit | [7 empty] | 98.420 | 13 | 0,280 | 0,950 | 0,370 | - | - | - | -
CU-TZ20ZKE | 5025232946396 | RAC | OUTDOOR | d) Standard | TZ Series | 2,0 kW TZ outdoor unit | TZ outdoor unit | [7 empty] | 213.600 | 28 | 0,600 | 0,890 | 0,400 | R32 | 0.52 | 675 | 0.351
CU-TZ25ZKE | 5025232946402 | RAC | OUTDOOR | d) Standard | TZ Series | 2,5 kW TZ outdoor unit | TZ outdoor unit | [7 empty] | 213.600 | 28 | 0,600 | 0,890 | 0,400 | R32 | 0.61 | 675 | 0.41175
CU-TZ35ZKE | 5025232946419 | RAC | OUTDOOR | d) Standard | TZ Series | 3,5 kW TZ outdoor unit | TZ outdoor unit | [7 empty] | 213.600 | 31 | 0,600 | 0,890 | 0,400 | R32 | 0.67 | 675 | 0.45225
CU-TZ42ZKE | 5025232946426 | RAC | OUTDOOR | d) Standard | TZ Series | 4,2 kW TZ outdoor unit | TZ outdoor unit | [7 empty] | 213.600 | 33 | 0,600 | 0,890 | 0,400 | R32 | 0.79 | 675 | 0.53325
CU-TZ50ZKE | 5025232946433 | RAC | OUTDOOR | d) Standard | TZ Series | 5,0 kW TZ outdoor unit | TZ outdoor unit | [7 empty] | 274.176 | 38 | 0,680 | 0,960 | 0,420 | R32 | 1.07 | 675 | 0.72225
CU-TZ60ZKE | 5025232946440 | RAC | OUTDOOR | d) Standard | TZ Series | 6,0 kW TZ outdoor unit | TZ outdoor unit | [7 empty] | 274.176 | 38 | 0,680 | 0,960 | 0,420 | R32 | 1.22 | 675 | 0.8235
CU-TZ71ZKE | 5025232946457 | RAC | OUTDOOR | d) Standard | TZ Series | 7,1 kW TZ outdoor unit | TZ outdoor unit | [7 empty] | 367.080 | 49 | 0,760 | 1,050 | 0,460 | R32 | 1.35 | 675 | 0.91125
CS-MTZ16ZKE | 5025232946112 | RAC | INDOOR | d) Standard | TZ Series | 1,6 kW TZ Super compact indoor unit | TZ indoor unit | [7 empty] | 80.496 | 9 | 0,260 | 0,860 | 0,360 | - | - | - | -
CS-TZ20ZKEW | 5025232946167 | RAC | INDOOR | d) Standard | TZ Series | 2,0 kW TZ Super compact indoor unit | TZ indoor unit | [7 empty] | 80.496 | 9 | 0,260 | 0,860 | 0,360 | - | - | - | -
CS-TZ25ZKEW | 5025232946174 | RAC | INDOOR | d) Standard | TZ Series | 2,5 kW TZ Super compact indoor unit | TZ indoor unit | [7 empty] | 80.496 | 9 | 0,260 | 0,860 | 0,360 | - | - | - | -
CS-TZ35ZKEW | 5025232946181 | RAC | INDOOR | d) Standard | TZ Series | 3,5 kW TZ Super compact indoor unit | TZ indoor unit | [7 empty] | 80.496 | 9 | 0,260 | 0,860 | 0,360 | - | - | - | -
CS-TZ42ZKEW | 5025232946198 | RAC | INDOOR | d) Standard | TZ Series | 4,2 kW TZ Super compact indoor unit | TZ indoor unit | [7 empty] | 80.496 | 9 | 0,260 | 0,860 | 0,360 | - | - | - | -
CS-TZ50ZKEW | 5025232946204 | RAC | INDOOR | d) Standard | TZ Series | 5,0 kW TZ Super compact indoor unit | TZ indoor unit | [7 empty] | 80.496 | 9 | 0,260 | 0,860 | 0,360 | - | - | - | -
CS-TZ60ZKEW | 5025232946211 | RAC | INDOOR | d) Standard | TZ Series | 6,0 kW TZ Super compact indoor unit | TZ indoor unit | [7 empty] | 135.470 | 14 | 0,310 | 1,150 | 0,380 | - | - | - | -
CS-TZ71ZKEW | 5025232946228 | RAC | INDOOR | d) Standard | TZ Series | 7,1 kW TZ Super compact indoor unit | TZ indoor unit | [7 empty] | 135.470 | 14 | 0,310 | 1,150 | 0,380 | - | - | - | -
CU-BZ25ZKE | 5025232946327 | RAC | OUTDOOR | f) Basic | BZ Series | 2,5 kW BZ outdoor unit | BZ outdoor unit | [7 empty] | 213.600 | 27 | 0,600 | 0,890 | 0,400 | R32 | 0.52 | 675 | 0.351
CU-BZ35ZKE | 5025232946334 | RAC | OUTDOOR | f) Basic | BZ Series | 3,5 kW BZ outdoor unit | BZ outdoor unit | [7 empty] | 213.600 | 27 | 0,600 | 0,890 | 0,400 | R32 | 0.61 | 675 | 0.41175
CU-BZ50ZKE | 5025232946341 | RAC | OUTDOOR | f) Basic | BZ Series | 5,0 kW BZ outdoor unit | BZ outdoor unit | [7 empty] | 274.176 | 38 | 0,680 | 0,960 | 0,420 | R32 | 1.07 | 675 | 0.72225
CU-BZ60ZKE | 5025232946358 | RAC | OUTDOOR | f) Basic | BZ Series | 6,0 kW BZ outdoor unit | BZ outdoor unit | [7 empty] | 367.080 | 44 | 0,760 | 1,050 | 0,460 | R32 | 1.11 | 675 | 0.74925
CS-BZ25ZKE | 5025232946075 | RAC | INDOOR | f) Basic | BZ Series | 2,5 kW BZ wall mounted indoor unit | BZ indoor unit | [7 empty] | 83.694 | 9 | 0,260 | 0,870 | 0,370 | - | - | - | -
CS-BZ35ZKE | 5025232946082 | RAC | INDOOR | f) Basic | BZ Series | 3,5 kW BZ wall mounted indoor unit | BZ indoor unit | [7 empty] | 83.694 | 9 | 0,260 | 0,870 | 0,370 | - | - | - | -
CS-BZ50ZKE | 5025232946099 | RAC | INDOOR | f) Basic | BZ Series | 5,0 kW BZ wall mounted indoor unit | BZ indoor unit | [7 empty] | 80.496 | 9 | 0,260 | 0,860 | 0,360 | - | - | - | -
CS-BZ60ZKE | 5025232946105 | RAC | INDOOR | f) Basic | BZ Series | 6,0 kW BZ wall mounted indoor unit | BZ indoor unit | [7 empty] | 80.496 | 10 | 0,260 | 0,860 | 0,360 | - | - | - | -
CU-UZ25ZKE | 5025232946464 | RAC | OUTDOOR | f) Basic | UZ Series | 2,5 kW UZ outdoor unit | UZ outdoor unit | [7 empty] | 207.414,500 | 26 | 0,590 | 0,890 | 0,395 | R32 | 0.52 | 675 | 0.351
CU-UZ35ZKE | 5025232946471 | RAC | OUTDOOR | f) Basic | UZ Series | 3,5 kW UZ outdoor unit | UZ outdoor unit | [7 empty] | 213.600 | 27 | 0,600 | 0,890 | 0,400 | R32 | 0.61 | 675 | 0.41175
CU-UZ50ZKE | 5025232946488 | RAC | OUTDOOR | f) Basic | UZ Series | 5,0 kW UZ outdoor unit | UZ outdoor unit | [7 empty] | 274.176 | 38 | 0,680 | 0,960 | 0,420 | R32 | 1.07 | 675 | 0.72225
CS-UZ25ZKE | 5025232946235 | RAC | INDOOR | f) Basic | UZ Series | 2,5 kW UZ wall mounted indoor unit | UZ indoor unit | [7 empty] | 80.496 | 9 | 0,260 | 0,860 | 0,360 | - | - | - | -
CS-UZ35ZKE | 5025232946242 | RAC | INDOOR | f) Basic | UZ Series | 3,5 kW UZ wall mounted indoor unit | UZ indoor unit | [7 empty] | 80.496 | 9 | 0,260 | 0,860 | 0,360 | - | - | - | -
CS-UZ50ZKE | 5025232946259 | RAC | INDOOR | f) Basic | UZ Series | 5,0 kW UZ wall mounted indoor unit | UZ indoor unit | [7 empty] | 80.496 | 9 | 0,260 | 0,860 | 0,360 | - | - | - | -
CU-Z25UBEA | 5025232874828 | RAC | OUTDOOR | j) Semi FS | Outdoor | 2,5 kW outdoor unit | Outdoor unit | [7 empty] | 213.600 | 35 | 0,600 | 0,890 | 0,400 | R32 | 0.88 | 675 | 0.594
CU-Z35UBEA | 5025232874835 | RAC | OUTDOOR | j) Semi FS | Outdoor | 3,5 kW outdoor unit | Outdoor unit | [7 empty] | 274.176 | 38 | 0,680 | 0,960 | 0,420 | R32 | 0.93 | 675 | 0.62775
CU-Z50UBEA | 5025232874842 | RAC | OUTDOOR | j) Semi FS | Outdoor | 5,0 kW outdoor unit | Outdoor unit | [7 empty] | 367.080 | 47 | 0,760 | 1,050 | 0,460 | R32 | 1.13 | 675 | 0.76275
CU-Z60UBEA | 5025232874859 | RAC | OUTDOOR | j) Semi FS | Outdoor | 6,0 kW outdoor unit | Outdoor unit | [7 empty] | 367.080 | 47 | 0,760 | 1,050 | 0,460 | R32 | 1.13 | 675 | 0.76275
CS-MZ20UFEA | 5025232874590 | RAC | INDOOR | j) Semi FS | Floor | 2,0 kW Floor console | Floor console | [7 empty] | 158.032 | 15 | 0,280 | 0,830 | 0,680 | - | - | - | -
CS-Z25UFEAW | 5025232874644 | RAC | INDOOR | j) Semi FS | Floor | 2,5 kW Floor console | Floor console | [7 empty] | 158.032 | 15 | 0,280 | 0,830 | 0,680 | - | - | - | -
CS-Z35UFEAW | 5025232874651 | RAC | INDOOR | j) Semi FS | Floor | 3,5 kW Floor console | Floor console | [7 empty] | 158.032 | 15 | 0,280 | 0,830 | 0,680 | - | - | - | -
CS-Z50UFEAW | 5025232874668 | RAC | INDOOR | j) Semi FS | Floor | 5,0 kW Floor console | Floor console | [7 empty] | 158.032 | 15 | 0,280 | 0,830 | 0,680 | - | - | - | -
CS-MZ20UD3EA | 5025232877188 | RAC | INDOOR | j) Semi FS | Duct | 2,0 kW Low static pressure hideaway | Low static pressure hideaway | [7 empty] | 163.800 | 24 | 0,210 | 1,040 | 0,750 | - | - | - | -
CS-Z25UD3EAW | 5025232877324 | RAC | INDOOR | j) Semi FS | Duct | 2,5 kW Low static pressure hideaway | Low static pressure hideaway | [7 empty] | 163.800 | 24 | 0,210 | 1,040 | 0,750 | - | - | - | -
CS-Z35UD3EAW | 5025232877348 | RAC | INDOOR | j) Semi FS | Duct | 3,5 kW Low static pressure hideaway | Low static pressure hideaway | [7 empty] | 163.800 | 24 | 0,210 | 1,040 | 0,750 | - | - | - | -
CS-Z50UD3EAW | 5025232877362 | RAC | INDOOR | j) Semi FS | Duct | 5,0 kW Low static pressure hideaway | Low static pressure hideaway | [7 empty] | 163.800 | 24 | 0,210 | 1,040 | 0,750 | - | - | - | -
CS-Z60UD3EAW | 5025232877386 | RAC | INDOOR | j) Semi FS | Duct | 6,0 kW Low static pressure hideaway | Low static pressure hideaway | [7 empty] | 163.800 | 24 | 0,210 | 1,040 | 0,750 | - | - | - | -
CU-2TZ41TBE | 5025232873289 | RAC | OUTDOOR | h) Multi | TZ Series | 4,1 kW TZ outdoor unit with 2 connections for indoor unit | Multi TZ outdoor unit | [7 empty] | 213.600 | 37 | 0,600 | 0,890 | 0,400 | R32 | 0.9 | 675 | 0.6075
CU-2TZ50TBE | 5025232873296 | RAC | OUTDOOR | h) Multi | TZ Series | 5,0 kW TZ outdoor unit with 2 connections for indoor unit | Multi TZ outdoor unit | [7 empty] | 213.600 | 37 | 0,600 | 0,890 | 0,400 | R32 | 0.9 | 675 | 0.6075
CU-3TZ52TBE | 5025232873302 | RAC | OUTDOOR | h) Multi | TZ Series | 5,2 kW TZ outdoor unit with 3 connections for indoor unit | Multi TZ outdoor unit | [7 empty] | 457.905 | 77 | 0,890 | 1,050 | 0,490 | R32 | 2.1 | 675 | 1.4175
CU-2Z35TBE | 5025232860418 | RAC | OUTDOOR | h) Multi | Z Series | 3,5 kW Free multi outdoor unit with 2 connections for indoor unit | Free multi outdoor unit | [7 empty] | 274.176 | 41 | 0,680 | 0,960 | 0,420 | R32 | 1.12 | 675 | 0.756
CU-2Z41TBE | 5025232868544 | RAC | OUTDOOR | h) Multi | Z Series | 4,1 kW Free multi outdoor unit with 2 connections for indoor unit | Free multi outdoor unit | [7 empty] | 274.176 | 41 | 0,680 | 0,960 | 0,420 | R32 | 1.12 | 675 | 0.756
CU-2Z50TBE | 5025232860432 | RAC | OUTDOOR | h) Multi | Z Series | 5,0 kW Free multi outdoor unit with 2 connections for indoor unit | Free multi outdoor unit | [7 empty] | 274.176 | 41 | 0,680 | 0,960 | 0,420 | R32 | 1.12 | 675 | 0.756
CU-3Z52TBE | 5025232869077 | RAC | OUTDOOR | h) Multi | Z Series | 5,2 kW Free multi outdoor unit with 3 connections for indoor unit | Free multi outdoor unit | [7 empty] | 457.905 | 77 | 0,890 | 1,050 | 0,490 | R32 | 2.1 | 675 | 1.4175
CU-3Z68TBE | 5025232860456 | RAC | OUTDOOR | h) Multi | Z Series | 6,8 kW Free multi outdoor unit with 3 connections for indoor unit | Free multi outdoor unit | [7 empty] | 457.905 | 77 | 0,890 | 1,050 | 0,490 | R32 | 2.1 | 675 | 1.4175
CU-4Z68TBE | 5025232860463 | RAC | OUTDOOR | h) Multi | Z Series | 6,8 kW Free multi outdoor unit with 4 connections for indoor unit | Free multi outdoor unit | [7 empty] | 457.905 | 78 | 0,890 | 1,050 | 0,490 | R32 | 2.1 | 675 | 1.4175
CU-4Z80TBE | 5025232873265 | RAC | OUTDOOR | h) Multi | Z Series | 8,0 kW Free multi outdoor unit with 4 connections for indoor unit | Free multi outdoor unit | [7 empty] | 622.098 | 88 | 1,140 | 1,070 | 0,510 | R32 | 2.72 | 675 | 1.836
CU-5Z90TBE | 5025232873272 | RAC | OUTDOOR | h) Multi | Z Series | 9,0 kW Free multi outdoor unit with 5 connections for indoor unit | Free multi outdoor unit | [7 empty] | 622.098 | 89 | 1,140 | 1,070 | 0,510 | R32 | 2.72 | 675 | 1.836
CU-2Z50ABEC | 5025232964826 | RAC | OUTDOOR | i) Multi (Nordic) | Z Series | 5,0 kW Power heat multi outdoor unit with 2 connections for indoor unit | Power heat multi outdoor unit |  |  | x | 2024-10-01 |  |  |  | 457.905 | 64 | 0,890 | 1,050 | 0,490 | R32 | 1.92 | 675 | 1.296
CU-3Z75ABEC | 5025232964833 | RAC | OUTDOOR | i) Multi (Nordic) | Z Series | 7,5 kW Power heat multi outdoor unit with 3 connections for indoor unit | Power heat multi outdoor unit |  |  | x | 2024-10-01 |  |  |  | 457.905 | 77 | 0,890 | 1,050 | 0,490 | R32 | 2.42 | 675 | 1.6335
CZ-TACG1 | 5025232874873 | RAC | ACCESSORY | m) Accessory | Cloud | Optional Wi-Fi adapter for Cloud service | Cloud adapter | [7 empty] | 1.080 | 0,295 | 0,050 | 0,180 | 0,120 | - | - | - | -
CZ-RD517C | 5025232944620 | RAC | ACCESSORY | m) Accessory | Remoco (WIRED) | Wired remote controller for wall-mounted and floor console | Wired remote controller | [7 empty] | 3.386,250 | 1,030 | 0,070 | 0,225 | 0,215 | - | - | - | -
CZ-RL511D | 5025232894659 | RAC | ACCESSORY | l) Others | Others | Infrared Sky Remote controller for hideaway with 2 m infrared receiver cable | Infrared remote controller | [7 empty] | 2.430 | 1,056 | 0,060 | 0,225 | 0,180 | - | - | - | -
CZ-RCC5 | 5025232932078 | RAC | ACCESSORY | m) Accessory | Connectivity | CN-CNT cables x2 for server room application, control of 2 units, rotation, backup, etc. | CN-CNT cable for YKEA | [7 empty] | 1.155 | 0,156 | 0,070 | 0,150 | 0,110 | - | - | - | -
PAW-AC-KNX-1i | 4010869200424 | RAC | ACCESSORY | m) Accessory | Connectivity | KNX gateway for RAC models with CN-CNT connector (Intesis) | KNX gateway | [7 empty] | 740,600 | 0,250 | 0,070 | 0,115 | 0,092 | - | - | - | -
PAW-AZAC-KNX-1 | 8445409139111 | RAC | ACCESSORY | m) Accessory | Connectivity | KNX gateway for RAC models with CN-CNT connector (Airzone) | KNX gateway | [7 empty] | 952 | 0,107 | 0,040 | 0,170 | 0,140 | - | - | - | -
PAW-AC-MBS-1 | 4010869201995 | RAC | ACCESSORY | m) Accessory | Connectivity | Modbus gateway for RAC models with CN-CNT connector (Intesis) | Modbus gateway | [7 empty] | 1.204,875 | 0,200 | 0,085 | 0,135 | 0,105 | - | - | - | -
PAW-AZAC-MBS-1 | 8445409139098 | RAC | ACCESSORY | m) Accessory | Connectivity | Modbus gateway for RAC models with CN-CNT connector (Airzone) | Modbus gateway | [7 empty] | 952 | 0,107 | 0,040 | 0,170 | 0,140 | - | - | - | -
PAW-AC-BAC-1 | 4010869242769 | RAC | ACCESSORY | m) Accessory | Connectivity | Bacnet gateway for RAC models with CN-CNT connector (Intesis) | Bacnet gateway | [7 empty] | 1.204,875 | 0,100 | 0,085 | 0,135 | 0,105 | - | - | - | -
PAW-AZAC-BAC-1 | 8445409139135 | RAC | ACCESSORY | m) Accessory | Connectivity | Bacnet gateway for RAC models with CN-CNT connector (Airzone) | Bacnet gateway | [7 empty] | 952 | 0,107 | 0,040 | 0,170 | 0,140 | - | - | - | -
PAW-AC-DIO | 4010869244275 | RAC | ACCESSORY | m) Accessory | Connectivity | Dry contact interface for RAC models with CN-RMT connector | RAC Dry contact | [7 empty] | 4.301 | 1 | 0,110 | 0,230 | 0,170 | - | - | - | -
CZ-MA1PA | 5025232924813 | RAC | ACCESSORY | l) Others | Others | Pipe reducer. Reduces the connection size on the indoor unit from 1/2 to 3/8 | Pipe reducer | [7 empty] | 256,667 | 0,158 | 0,100 | 0,040 | 0,035 | - | - | - | -
CZ-MA2PA | 5025232924790 | RAC | ACCESSORY | l) Others | Others | Pipe reducer. Increases the connection size on the outdoor unit from 3/8 to 1/2 | Pipe reducer | [7 empty] | 256,667 | 0,200 | 0,070 | 0,150 | 0,110 | - | - | - | -
CZ-MA3PA | 5025232924806 | RAC | ACCESSORY | l) Others | Others | Pipe reducer. Reduces the connection size on the indoor unit from 5/8 to 1/2 | Pipe reducer | [7 empty] | 256,667 | 0,217 | 0,110 | 0,040 | 0,030 | - | - | - | -
P-MOG16IC5-E | 4010869594493 | RAC | OUTDOOR | o) RAC Solo | Rac Solo | 1,7 kW RAC Solo | RAC Solo |  |  | x | 2025-01-01 |  |  |  | 156.156 | 42 | 0,660 | 0,910 | 0,260 | R290 | 0.14 | 0.02 | 2.8e-06
P-MOZ20IC5-E | 4010869594509 | RAC | OUTDOOR | o) RAC Solo | Rac Solo | 2,0 kW RAC Solo | RAC Solo |  |  | x | 2025-01-01 |  |  |  | 180.180 | 45 | 0,660 | 1,050 | 0,260 | R32 | 0.5 | 675 | 0.3375
P-MOZ25IC5-E | 4010869594516 | RAC | OUTDOOR | o) RAC Solo | Rac Solo | 2,5 kW RAC Solo | RAC Solo |  |  | x | 2025-01-01 |  |  |  | 190.476 | 45 | 0,660 | 1,110 | 0,260 | R32 | 0.5 | 675 | 0.3375
P-MOZ30IC5-E | 4010869594523 | RAC | OUTDOOR | o) RAC Solo | Rac Solo | 3,0 kW RAC Solo | RAC Solo |  |  | x | 2025-01-01 |  |  |  | 197.340 | 45 | 0,660 | 1,150 | 0,260 | R32 | 0.5 | 675 | 0.3375
PCZ-GB0738 | 4010869596107 | RAC | ACCESSORY | l) Others | Others | Kit of external aluminium grids with fixed fins (162 mm holes) | RAC Solo Accessory |  |  | x | 2025-01-01 |  |  |  | 8.610,840 | 1,800 | 0,134 | 0,270 | 0,238 | - | - | - | -
PCZ-GB1091 | 4010869596114 | RAC | ACCESSORY | l) Others | Others | Kit of external aluminium grids with fixed fins (202 mm holes) | RAC Solo Accessory |  |  | x | 2025-01-01 |  |  |  | 8.933,568 | 1,800 | 0,136 | 0,276 | 0,238 | - | - | - | -
PCZ-GB0755 | 4010869596138 | RAC | ACCESSORY | l) Others | Others | Insect protection kit (1 metal mesh, 1 grid in metal wire and fixing accessories) | RAC Solo Accessory |  |  | x | 2025-01-01 |  |  |  | 8.659,750 | 1,800 | 0,134 | 0,275 | 0,235 | - | - | - | -
PCZ-L00773 | 4010869596145 | RAC | ACCESSORY | l) Others | Others | Side exit formwork for corner installation (right-hand outlet) | RAC Solo Accessory |  |  | x | 2025-01-01 |  |  |  | 191.620 | 23,400 | 0,670 | 1,100 | 0,260 | - | - | - | -
PCZ-L00774 | 4010869596152 | RAC | ACCESSORY | l) Others | Others | Side exit formwork for corner installation (left-hand outlet) | RAC Solo Accessory |  |  | x | 2025-01-01 |  |  |  | 185.900 | 21,200 | 0,650 | 1,100 | 0,260 | - | - | - | -
PCZ-GB0737 | 4010869596183 | RAC | ACCESSORY | l) Others | Others | Bottom cover kit for overhead installation for P-MOZ20/25/30IC5-E | RAC Solo Accessory |  |  | x | 2025-01-01 |  |  |  | 14.406 | 1,600 | 0,070 | 0,980 | 0,210 | - | - | - | -
PCZ-GB1105 | 4010869596190 | RAC | ACCESSORY | l) Others | Others | Bottom cover kit for overhead installation for P-MOG16IC5-E | RAC Solo Accessory |  |  | x | 2025-01-01 |  |  |  | 12.054 | 1,200 | 0,060 | 0,980 | 0,205 | - | - | - | -
PCZ-GB1119 | 4010869596206 | RAC | ACCESSORY | l) Others | Others | Condensate drain pipe heater kit | RAC Solo Accessory |  |  | x | 2025-01-01 |  |  |  | 3.648 | 0,900 | 0,095 | 0,240 | 0,160 | - | - | - | -
U-36PZH3E5 | 5025232915507 | PAC | Outdoor | a) Deluxe | PACi NX 1ph | 3,6 kW PACi NX Elite outdoor unit 1ph | PACi NX Elite outdoor unit 1ph | [7 empty] | 357420 | 46 | 74 | 105 | 46 | R32 | 1,13 | 675 | 0,76
U-50PZH3E5 | 5025232915514 | PAC | Outdoor | a) Deluxe | PACi NX 1ph | 5,0 kW PACi NX Elite outdoor unit 1ph | PACi NX Elite outdoor unit 1ph | [7 empty] | 367080 | 46 | 76 | 105 | 46 | R32 | 1,13 | 675 | 0,76
U-60PZH3E5 | 5025232915521 | PAC | Outdoor | a) Deluxe | PACi NX 1ph | 6,0 kW PACi NX Elite outdoor unit 1ph | PACi NX Elite outdoor unit 1ph | [7 empty] | 367080 | 47 | 76 | 105 | 46 | R32 | 1,15 | 675 | 0,78
U-71PZH4E5 | 5025232945429 | PAC | Outdoor | a) Deluxe | PACi NX 1ph | 7,1 kW PACi NX Elite outdoor unit 1ph | PACi NX Elite outdoor unit 1ph | [7 empty] | 656875 | 74 | 113.4 | 109.5 | 52.9 | R32 | 1,95 | 675 | 1,32
U-100PZH4E5 | 5025232945368 | PAC | Outdoor | a) Deluxe | PACi NX 1ph | 10,0 kW PACi NX Elite outdoor unit 1ph | PACi NX Elite outdoor unit 1ph | [7 empty] | 656875 | 92 | 113.4 | 109.5 | 52.9 | R32 | 2,70 | 675 | 1,82
U-125PZH4E5 | 5025232945382 | PAC | Outdoor | a) Deluxe | PACi NX 1ph | 12,5 kW PACi NX Elite outdoor unit 1ph | PACi NX Elite outdoor unit 1ph | [7 empty] | 656875 | 94 | 113.4 | 109.5 | 52.9 | R32 | 3,00 | 675 | 2,03
U-140PZH4E5 | 5025232945405 | PAC | Outdoor | a) Deluxe | PACi NX 1ph | 14,0 kW PACi NX Elite outdoor unit 1ph | PACi NX Elite outdoor unit 1ph | [7 empty] | 656875 | 94 | 113.4 | 109.5 | 52.9 | R32 | 3,00 | 675 | 2,03
U-71PZH4E8 | 5025232945436 | PAC | Outdoor | a) Deluxe | PACi NX 1ph | 7,1 kW PACi NX Elite outdoor unit 3ph | PACi NX Elite outdoor unit 3ph | [7 empty] | 656875 | 74 | 113.4 | 109.5 | 52.9 | R32 | 1,95 | 675 | 1,32
U-100PZH4E8 | 5025232945375 | PAC | Outdoor | a) Deluxe | PACi NX 3ph | 10,0 kW PACi NX Elite outdoor unit 3ph | PACi NX Elite outdoor unit 3ph | [7 empty] | 656875 | 90 | 113.4 | 109.5 | 52.9 | R32 | 2,70 | 675 | 1,82
U-125PZH4E8 | 5025232945399 | PAC | Outdoor | a) Deluxe | PACi NX 3ph | 12,5 kW PACi NX Elite outdoor unit 3ph | PACi NX Elite outdoor unit 3ph | [7 empty] | 656875 | 92 | 113.4 | 109.5 | 52.9 | R32 | 3,00 | 675 | 2,03
U-140PZH4E8 | 5025232945412 | PAC | Outdoor | a) Deluxe | PACi NX 3ph | 14,0 kW PACi NX Elite outdoor unit 3ph | PACi NX Elite outdoor unit 3ph | [7 empty] | 656875 | 92 | 113.4 | 109.5 | 52.9 | R32 | 3,00 | 675 | 2,03
U-25PZ3E5 | 5025232915538 | PAC | Outdoor | b) Standard | PACi NX 1ph | 2,5 kW PACi NX Standard outdoor unit 1ph | PACi NX Standard outdoor unit 1ph | [7 empty] | 274176 | 35 | 68 | 96 | 42 | R32 | 0,87 | 675 | 0,59
U-36PZ3E5 | 5025232899333 | PAC | Outdoor | b) Standard | PACi NX 1ph | 3,6 kW PACi NX Standard outdoor unit 1ph | PACi NX Standard outdoor unit 1ph | [7 empty] | 274176 | 36 | 68 | 96 | 42 | R32 | 0,87 | 675 | 0,59
U-50PZ3E5 | 5025232899340 | PAC | Outdoor | b) Standard | PACi NX 1ph | 5,0 kW PACi NX Standard outdoor unit 1ph | PACi NX Standard outdoor unit 1ph | [7 empty] | 274176 | 46 | 68 | 96 | 42 | R32 | 1,14 | 675 | 0,77
U-60PZ3E5A | 5025232920884 | PAC | Outdoor | b) Standard | PACi NX 1ph | 6,0 kW PACi NX Standard outdoor unit 1ph | PACi NX Standard outdoor unit 1ph | [7 empty] | 354375 | 46 | 75 | 105 | 45 | R32 | 1,15 | 675 | 0,78
U-71PZ3E5A | 5025232920891 | PAC | Outdoor | b) Standard | PACi NX 1ph | 7,1 kW PACi NX Standard outdoor unit 1ph | PACi NX Standard outdoor unit 1ph | [7 empty] | 354375 | 54 | 75 | 105 | 45 | R32 | 1,32 | 675 | 0,89
U-100PZ3E5 | 5025232941032 | PAC | Outdoor | b) Standard | PACi NX 1ph | 10,0 kW PACi NX Standard outdoor unit 1ph | PACi NX Standard outdoor unit 1ph | [7 empty] | 658790 | 98 | 113 | 110 | 53 | R32 | 2,40 | 675 | 1,62
U-125PZ3E5 | 5025232941056 | PAC | Outdoor | b) Standard | PACi NX 1ph | 12,5 kW PACi NX Standard outdoor unit 1ph | PACi NX Standard outdoor unit 1ph | [7 empty] | 658790 | 102 | 113 | 110 | 53 | R32 | 2,80 | 675 | 1,89
U-140PZ3E5 | 5025232941070 | PAC | Outdoor | b) Standard | PACi NX 1ph | 14,0 kW PACi NX Standard outdoor unit 1ph | PACi NX Standard outdoor unit 1ph | [7 empty] | 658790 | 102 | 113 | 110 | 53 | R32 | 2,80 | 675 | 1,89
U-100PZ3E8 | 5025232941049 | PAC | Outdoor | b) Standard | PACi NX 3ph | 10,0 kW PACi NX Standard outdoor unit 3ph | PACi NX Standard outdoor unit 3ph | [7 empty] | 658790 | 98 | 113 | 110 | 53 | R32 | 2,40 | 675 | 1,62
U-125PZ3E8 | 5025232941063 | PAC | Outdoor | b) Standard | PACi NX 3ph | 12,5 kW PACi NX Standard outdoor unit 3ph | PACi NX Standard outdoor unit 3ph | [7 empty] | 658790 | 95 | 113 | 110 | 53 | R32 | 2,80 | 675 | 1,89
U-140PZ3E8 | 5025232941087 | PAC | Outdoor | b) Standard | PACi NX 3ph | 14,0 kW PACi NX Standard outdoor unit 3ph | PACi NX Standard outdoor unit 3ph | [7 empty] | 658790 | 102 | 113 | 110 | 53 | R32 | 2,80 | 675 | 1,89
S-3650PU3E | 5025232898831 | PAC | Indoor | d) Cassette | Cassette (PU) | 3,5 to 5,0 kW 4 way 90 x 90 cassette · R32 | 4 way 90 x 90 cassette | [7 empty] | 243000 | 26 | 30 | 90 | 90 | - | - | - | -
S-6071PU3E | 5025232898824 | PAC | Indoor | d) Cassette | Cassette (PU) | 6,0 to 7,1 kW 4 way 90 x 90 cassette · R32 | 4 way 90 x 90 cassette | [7 empty] | 234900 | 29 | 29 | 90 | 90 | - | - | - | -
S-1014PU3E | 5025232898817 | PAC | Indoor | d) Cassette | Cassette (PU) | 10,0 to 14,0 kW 4 way 90 x 90 cassette · R32 | 4 way 90 x 90 cassette | [7 empty] | 280350 | 34 | 35 | 90 | 89 | - | - | - | -
CZ-KPU3 | 5025232856671 | VRF | Accessories | l) Accessories | Panel (90X90) | Standard panel white for 4 way 90x90 cassette - PU. RAL9003. | Standard panel white for 4 way 90x90 cassette |  | CZ-KPU3W | x | 2025-08-01 |  |  |  | 100000 | 7 | 10 | 100 | 100 | - | - | - | -
CZ-KPU3A | 5025232856688 | VRF | Accessories | l) Accessories | Panel (90X90) | Econavi panel white for 4 way 90x90 cassette - PU. RAL9003. | Econavi panel white for 4 way 90x90 cassette |  | CZ-KPU3AW | x | 2025-08-01 |  |  |  | 100000 | 7 | 10 | 100 | 100 | - | - | - | -
CZ-KPU3B | 5025232985180 | VRF | Accessories | l) Accessories | Panel (90X90) | Standard panel graphite black for 4 way 90x90 cassette - PU. RAL9011. | Standard panel graphite black for 4 way 90x90 cassette |  |  | x | 2025-06-01 |  |  |  | 100000 | 7 | 10 | 100 | 100 | - | - | - | -
CZ-FDU3 | 5025232856664 | VRF | Accessories | n) Others | Others | Air-intake plenum for high volume fresh air input | Air-intake plenum | [7 empty] | 113535 | 5 | 15 | 87 | 87 | - | - | - | -
CZ-ATU2 | 5025232625758 | VRF | Accessories | n) Others | Others | Air-intake chamber for high volume fresh air input | Air-intake chamber | [7 empty] | 4900 | 0.75 | 14 | 20 | 17.5 | - | - | - | -
S-25PY3E | 5025232913848 | PAC | Indoor | d) Cassette | Cassette (PY) | 2,5 kW 4 way 60 x 60 cassette · R32 | 4 way 60 x 60 cassette | [7 empty] | 173250 | 20 | 33 | 75 | 70 | - | - | - | -
S-36PY3E | 5025232913855 | PAC | Indoor | d) Cassette | Cassette (PY) | 3,6 kW 4 way 60 x 60 cassette · R32 | 4 way 60 x 60 cassette | [7 empty] | 173250 | 20 | 33 | 75 | 70 | - | - | - | -
S-50PY3E | 5025232913862 | PAC | Indoor | d) Cassette | Cassette (PY) | 5,0 kW 4 way 60 x 60 cassette · R32 | 4 way 60 x 60 cassette | [7 empty] | 173250 | 20 | 33 | 75 | 70 | - | - | - | -
S-60PY3E | 5025232913879 | PAC | Indoor | d) Cassette | Cassette (PY) | 6,0 kW 4 way 60 x 60 cassette · R32 | 4 way 60 x 60 cassette | [7 empty] | 173250 | 20 | 33 | 75 | 70 | - | - | - | -
CZ-KPY4 | 5025232913886 | VRF | Accessories | l) Accessories | Panel (70X70) | Panel for 4 way 60x60 cassette - PY | Panel for 4 way 60x60 cassette | [7 empty] | 46920 | 5 | 10 | 69 | 68
S-3650PF3E | 5025232898848 | PAC | Indoor | f) Duct | Duct (PF) | 3,6 to 5,0 kW Adaptive ducted · R32 | Adaptive ducted | [7 empty] | 294678 | 30 | 34 | 107 | 81 | - | - | - | -
S-6071PF3E | 5025232898855 | PAC | Indoor | f) Duct | Duct (PF) | 6,0 to 7,1 kW Adaptive ducted · R32 | Adaptive ducted | [7 empty] | 349758 | 36 | 81 | 127 | 34 | - | - | - | -
S-1014PF3E | 5025232898862 | PAC | Indoor | f) Duct | Duct (PF) | 10,0 to 14,0 kW Adaptive ducted · R32 | Adaptive ducted | [7 empty] | 459918 | 45 | 34 | 167 | 81 | - | - | - | -
S-3650PT3E | 5025232915804 | PAC | Indoor | h) Ceiling | Ceiling (PT) | 3,6 to 5,0 kW Ceiling · R32 | Ceiling | [7 empty] | 292740 | 42 | 35 | 102 | 82 | - | - | - | -
S-6071PT3E | 5025232915811 | PAC | Indoor | h) Ceiling | Ceiling (PT) | 6,0 to 7,1 kW Ceiling · R32 | Ceiling | [7 empty] | 395568 | 42 | 36 | 134 | 82 | - | - | - | -
S-1014PT3E | 5025232915828 | PAC | Indoor | h) Ceiling | Ceiling (PT) | 10,0 to 14,0 kW Ceiling · R32 | Ceiling | [7 empty] | 484128 | 49 | 36 | 164 | 82 | - | - | - | -
S-2545PK4E | 5025232978472 | PAC | Indoor | j) Wall | Wall (PK) | 2,5 to 4,5 kW Wall mounted · R32 | Wall mounted |  | S-3650PK3E | x | 2025-05-01 |  |  |  | 126849 | 17 | 28 | 119 | 38 | - | - | - | -
S-5010PK4E | 5025232978489 | PAC | Indoor | j) Wall | Wall (PK) | 5,0 to 10,0 kW Wall mounted · R32 | Wall mounted |  | S-6010PK3E | x | 2025-05-01 |  |  |  | 126849 | 17 | 28 | 119 | 38 | - | - | - | -
PAW-200W5APAC-2 | 4010869555111 | PAC | Indoor | m) Water HEX | Water HEX | 20 kW PACi NX Water heat exchanger (WHE) for chilled and hot water production | PACi NX Water heat exchanger |  | PAW-200W5APAC-1 | x | 2025-03-01 |  |  |  | 86779 | 33 | 23 | 77 | 49 | - | - | - | -
PAW-250W5APAC-2 | 4010869555104 | PAC | Indoor | m) Water HEX | Water HEX | 25 kW PACi NX Water heat exchanger (WHE) for chilled and hot water production | PACi NX Water heat exchanger |  | PAW-250W5APAC-1 | x | 2025-03-01 |  |  |  | 86779 | 33 | 23 | 77 | 49 | - | - | - | -
U-200PZH4E8 | 5025232954469 | PAC | Outdoor | c) Big PAC | Big PACi NX 3ph | 20,0 kW Big PACi NX outdoor unit 3ph for air to air indoor units | Big PACi NX outdoor unit 3ph | [7 empty] | 873806 | 121 | 62 | 125 | 113 | R32 | 4,80 | 675 | 3,24
U-250PZH4E8 | 5025232954476 | PAC | Outdoor | c) Big PAC | Big PACi NX 3ph | 25,0 kW Big PACi NX outdoor unit 3ph for air to air indoor units | Big PACi NX outdoor unit 3ph | [7 empty] | 873806 | 121 | 62 | 125 | 113 | R32 | 4,80 | 675 | 3,24
S-200PE4E | 5025232954445 | PAC | Indoor | c) Big PAC | Split-able duct | 20,0 kW High static pressure split-able duct for Big PACi NX outdoor unit | Big PACi NX split-able duct | [7 empty] | 1137345 | 106 | 61 | 165 | 113 | - | - | - | -
S-250PE4E | 5025232954452 | PAC | Indoor | c) Big PAC | Split-able duct | 25,0 kW High static pressure split-able duct for Big PACi NX outdoor unit | Big PACi NX split-able duct | [7 empty] | 1137345 | 108 | 61 | 165 | 113 | - | - | - | -
S-200PE3E5B | 5025232895175 | PAC | Indoor | c) Big PAC | Split-able duct | 20,0 kW High static pressure split-able duct for Big PACi outdoor unit | Big PACi NX split-able duct | [7 empty] | 1137345 | 108 | 61 | 165 | 113 | - | - | - | -
S-250PE3E5B | 5025232895182 | PAC | Indoor | c) Big PAC | Split-able duct | 25,0 kW High static pressure split-able duct for Big PACi outdoor unit | Big PACi NX split-able duct | [7 empty] | 1137345 | 108 | 61 | 165 | 113 | - | - | - | -
P-VTVF140MC5-PE | 4010869594196 | PAC | Indoor | n) Jet Air Stream | Smart | 14 kW Jet Air Stream indoor unit 1ph & 3 ph with smart Jet - self-directing nozzles | Jet Air Stream Smart |  |  | x | 2024-12-01 |  |  |  | 1260720 | 92 | 102 | 120 | 103 | - | - | - | -
P-VTVF140NC5-PE | 4010869594219 | PAC | Indoor | n) Jet Air Stream | Standard | 14 kW Jet Air Stream indoor unit 1ph & 3ph with standard nozzles | Jet Air Stream Standard |  |  | x | 2024-12-01 |  |  |  | 723347.86 | 82,7 | 80.2 | 101 | 89.3 | - | - | - | -
P-VTVF140PC5-PE | 4010869594233 | PAC | Indoor | n) Jet Air Stream | Ducted | 14 kW Jet Air Stream indoor unit 1ph & 3ph with ducted connection. | Jet Air Stream Ducted connection |  |  | x | 2024-12-01 |  |  |  | 723347.86 | 82,7 | 80.2 | 101 | 89.3 | - | - | - | -
P-VTVF250MC5-PE | 4010869594202 | PAC | Indoor | n) Jet Air Stream | Smart | 25 kW Jet Air Stream indoor unit 3ph with smart Jet - self-directing nozzles | Jet Air Stream Smart |  |  | x | 2024-12-01 |  |  |  | 2017392 | 135 | 122 | 156 | 106 | - | - | - | -
P-VTVF250NC5-PE | 4010869594226 | PAC | Indoor | n) Jet Air Stream | Standard | 25 kW Jet Air Stream indoor unit 3ph with standard nozzles | Jet Air Stream Standard |  |  | x | 2024-12-01 |  |  |  | 1329778.08 | 107.5 | 102.6 | 136 | 95.3 | - | - | - | -
P-VTVF250PC5-PE | 4010869594240 | PAC | Indoor | n) Jet Air Stream | Ducted | 25 kW Jet Air Stream indoor unit 3ph with ducted connection | Jet Air Stream Ducted connection |  |  | x | 2024-12-01 |  |  |  | 1329778.08 | 107.5 | 102.6 | 136 | 95.3 | - | - | - | -
PCZ-AHRP0681 | 4010869596268 | PAC | Accessories | n) Jet Air Stream | Accessory | Recessed mounting box for controller for Jet Air Stream | Recessed mounting box |  |  | x | 2024-12-01 |  |  |  | 2860 | 0,27 | 10 | 22 | 13 | - | - | - | -
PCZ-AHRX0012 | 4010869596275 | PAC | Accessories | n) Jet Air Stream | Accessory | Touch panel controller with Modbus integration and group control up to 8 units for Jet Air Stream | Modbus Touch panel controller |  |  | x | 2024-12-01 |  |  |  | 2860 | 0,33 | 10 | 22 | 13 | - | - | - | -
PCZ-AHRX0051 | 4010869596282 | PAC | Accessories | n) Jet Air Stream | Accessory | Ducted air intake plenum (1 x DN 355 mm) for Jet Air Stream Standard and Ducted 14 kW models | Ducted air intake plenum (1 x DN 355 mm) |  |  | x | 2024-12-01 |  |  |  | 3375 | 10 | 15 | 15 | 15 | - | - | - | -
PCZ-AHRX0052 | 4010869596299 | PAC | Accessories | n) Jet Air Stream | Accessory | Ducted air intake plenum (2 x DN 355 mm) for Jet Air Stream Standard and Ducted 25 kW models | Ducted air intake plenum (2 x DN 355 mm) |  |  | x | 2024-12-01 |  |  |  | 3375 | 10 | 15 | 15 | 15 | - | - | - | -
PCZ-AHRX0061 | 4010869596305 | PAC | Accessories | n) Jet Air Stream | Accessory | Ground air intake module for Jet Air Stream. 25 kW model requires two of them | Ground air intake module |  |  | x | 2024-12-01 |  |  |  | 3375 | 10 | 15 | 15 | 15 | - | - | - | -
PCZ-AHRX0071 | 4010869596312 | PAC | Accessories | n) Jet Air Stream | Accessory | Air supply grille for ducts. | Air supply grille |  |  | x | 2024-12-01 |  |  |  | 3375 | 10 | 15 | 15 | 15 | - | - | - | -
CU-Z25YKEA-1 | 5025232974856 | PAC | Outdoor | i) Semi FS | Server YKEA 1ph | 2,5 kW YKEA outdoor unit 1ph for the server room | YKEA outdoor unit for the server room |  | CU-Z25YKEA | x | 2024-11-01 |  |  |  | 212760 | 32 | 60 | 89 | 40 | R32 | 0,89 | 675 | 0,60
CU-Z35YKEA-1 | 5025232974863 | PAC | Outdoor | i) Semi FS | Server YKEA 1ph | 3,5 kW YKEA outdoor unit 1ph for the server room | YKEA outdoor unit for the server room |  | CU-Z35YKEA | x | 2024-11-01 |  |  |  | 212760 | 32 | 60 | 89 | 40 | R32 | 0,89 | 675 | 0,60
CU-Z42YKEA-1 | 5025232974870 | PAC | Outdoor | i) Semi FS | Server YKEA 1ph | 4,2 kW YKEA outdoor unit 1ph for the server room | YKEA outdoor unit for the server room |  | CU-Z42YKEA | x | 2024-11-01 |  |  |  | 212760 | 32 | 60 | 89 | 40 | R32 | 0,97 | 675 | 0,65
CU-Z50YKEA-1 | 5025232974887 | PAC | Outdoor | i) Semi FS | Server YKEA 1ph | 5,0 kW YKEA outdoor unit 1ph for the server room | YKEA outdoor unit for the server room |  | CU-Z50YKEA | x | 2024-11-01 |  |  |  | 367213 | 44 | 76 | 105 | 46 | R32 | 1,13 | 675 | 0,76
CU-Z71YKEA-1 | 5025232974894 | PAC | Outdoor | i) Semi FS | Server YKEA 1ph | 7,1 kW YKEA outdoor unit 1ph for the server room | YKEA outdoor unit for the server room |  | CU-Z71YKEA | x | 2024-11-01 |  |  |  | 367213 | 49 | 76 | 105 | 46 | R32 | 1,35 | 675 | 0,91
CS-Z25YKEA-1 | 5025232974801 | PAC | Indoor | i) Semi FS | Server YKEA wall | 2,5 kW YKEA wall-mounted Professional -25 °C · R32 | YKEA wall-mounted |  | CS-Z25YKEA | x | 2024-11-01 |  |  |  | 100762 | 13 | 28 | 95 | 37 | - | - | - | -
CS-Z35YKEA-1 | 5025232974818 | PAC | Indoor | i) Semi FS | Server YKEA wall | 3,5 kW YKEA wall-mounted Professional -25 °C · R32 | YKEA wall-mounted |  | CS-Z35YKEA | x | 2024-11-01 |  |  |  | 100762 | 13 | 28 | 95 | 37 | - | - | - | -
CS-Z42YKEA-1 | 5025232974825 | PAC | Indoor | i) Semi FS | Server YKEA wall | 4,2 kW YKEA wall-mounted Professional -25 °C · R32 | YKEA wall-mounted |  | CS-Z42YKEA | x | 2024-11-01 |  |  |  | 100762 | 13 | 28 | 95 | 37 | - | - | - | -
CS-Z50YKEA-1 | 5025232974832 | PAC | Indoor | i) Semi FS | Server YKEA wall | 5,0 kW YKEA wall-mounted Professional -25 °C · R32 | YKEA wall-mounted |  | CS-Z50YKEA | x | 2024-11-01 |  |  |  | 138061 | 14 | 31 | 115 | 38 | - | - | - | -
CS-Z71YKEA-1 | 5025232974849 | PAC | Indoor | i) Semi FS | Server YKEA wall | 7,1 kW YKEA wall-mounted Professional -25 °C · R32 | YKEA wall-mounted |  | CS-Z71YKEA | x | 2024-11-01 |  |  |  | 138061 | 15 | 31 | 115 | 38 | - | - | - | -
CZ-50DRS1 | 5025232749591 | PAC | Accessories | l) Accessories | Drain kits | Drain kit for outdoor units from 5,0 to 7,1 kW | Drain kit | [7 empty] | 892.5 | 0.1 | 7.5 | 14 | 8.5 | - | - | - | -
CZ-140DRS1 | 5025232749607 | PAC | Accessories | l) Accessories | Drain kits | Drain kit for outdoor units from 10,0 to 25,0 kW | Drain kit | [7 empty] | 860.625 | 0.15 | 7.5 | 13.5 | 8.5 | - | - | - | -
CZ-P224BK2BM | 4010869171250 | VRF | Accessories | l) Accessories | Branch Pipes, Headers | Branch pipe | Branch pipe | [7 empty] | 6579 | 1 | 9 | 43 | 17 | - | - | - | -
CZ-P680BK2BM | 4010869169974 | VRF | Accessories | l) Accessories | Branch Pipes, Headers | Branch pipe from 22,4 kW to 68 kW | Branch pipe | [7 empty] | 18693.5 | 1.9 | 14 | 54.5 | 24.5 | - | - | - | -
CZ-P3HPC2BM | 4010869190077 | VRF | Accessories | l) Accessories | Branch Pipes, Headers | Header | Header | [7 empty] | 7800 | 0.96 | 10 | 30 | 26 | - | - | - | -
PAW-WTRAY | 4010869208437 | A2W | Accessories | l) Accessories | Mounting Material | Tray for condenser water compatible with outdoor elevation platform | Tray | [7 empty] | 58520 | 2.3 | 7 | 110 | 76
PAW-GRDSTD40 | 4010869208444 | A2W | Accessories | l) Accessories | Mounting Material | Outdoor elevation platform. Dimension (H x W x D): 400 x 900 x 400 mm | Outdoor elevation platform | [7 empty] | 13824 | 7.8 | 8 | 128 | 13.5
CZ-CENSC1 | 5025232804412 | PAC | Accessories | l) Accessories | Sensor | Econavi energy saving sensor | Econavi energy saving sensor | [7 empty] | 1951.125 | 0.55 | 5.5 | 21.5 | 16.5 | - | - | - | -
CZ-CSRC3 | 5025232829484 | PAC | Accessories | l) Accessories | Temp Sensor | Remote temperature sensor | Remote temperature sensor | [7 empty] | 490 | 0.16 | 3.5 | 17.5 | 8 | - | - | - | -
PAW-APF800F | 4010869370219 | PAC | Accessories | p) Accessories | Filter | BION air pollutant filter for S-3650PF3E | BION air pollutant filter |  |  | x | 2025-04-01 | [8 empty] | - | - | - | -
PAW-APF1000F | 4010869370004 | PAC | Accessories | p) Accessories | Filter | BION air pollutant filter for S-6071PF3E | BION air pollutant filter |  |  | x | 2025-04-01 | [8 empty] | - | - | - | -
PAW-APF1400F | 4010869353557 | PAC | Accessories | p) Accessories | Filter | BION air pollutant filter for S-1014PF3E | BION air pollutant filter |  |  | x | 2025-04-01 | [8 empty] | - | - | - | -
CZ-56DAF2 | 5025232872176 | VRF | Accessories | p) Accessories | Plenums | Air outlet plenum for S-3650PF3E | Air outlet plenum | [7 empty] | 21164 | 3 | 11 | 74 | 26 | - | - | - | -
CZ-90DAF2 | 5025232872183 | VRF | Accessories | p) Accessories | Plenums | Air outlet plenum for S-6071PF3E | Air outlet plenum | [7 empty] | 26884 | 3 | 11 | 94 | 26 | - | - | - | -
CZ-160DAF2 | 5025232872190 | VRF | Accessories | p) Accessories | Plenums | Air outlet plenum for S-1014PF3E | Air outlet plenum | [7 empty] | 38324 | 4 | 11 | 134 | 26 | - | - | - | -
CZ-TREMIESPW705 | 4010869181419 | PAC | Accessories | l) Accessories | Plenums | Air outlet plenum for S-200PE4E | Air outlet plenum | [7 empty] | 202500 | 15 | 45 | 100 | 45 | - | - | - | -
CZ-TREMIESPW706 | 4010869181426 | PAC | Accessories | l) Accessories | Plenums | Air outlet plenum for S-250PE4E | Air outlet plenum | [7 empty] | 385764 | 6.9 | 102 | 62 | 61 | - | - | - | -
PAW-AC2-BMS-16 | 8436615510238 | VRF | Accessories | p) Accessories | Connectivity | A unified interface supporting Modbus, BACnet, and KNX protocols for up to 16 indoor units | BMS interface | [7 empty] | 1638 | 0.29 | 9 | 14 | 13 | - | - | - | -
PAW-AC2-BMS-64 | 8436615510245 | VRF | Accessories | p) Accessories | Connectivity | A unified interface supporting Modbus, BACnet, and KNX protocols for up to 64 indoor units | BMS interface | [7 empty] | 1638 | 0.29 | 9 | 14 | 13 | - | - | - | -
PAW-AC2-BMS-128 | 8436615510252 | VRF | Accessories | p) Accessories | Connectivity | A unified interface supporting Modbus, BACnet, and KNX protocols for up to 128 indoor units | BMS interface | [7 empty] | 1638 | 0.29 | 9 | 14 | 13 | - | - | - | -
CZ-CAPWFC2 | 5025232967698 | PAC | Accessories | l) Accessories | Connectivity | Commercial Wi-Fi Adaptor | Commercial Wi-Fi Adaptor |  | CZ-CAPWFC1 | x | 2024-08-01 |  |  |  | 2022.4 | 0.47 | 3.5 | 23 | 17 | - | - | - | -
PAW-RC2-KNX-1i | 4010869200455 | VRF | Accessories | p) Accessories | Connectivity | KNX interface (Intesis) | KNX interface | [7 empty] | 250.25 | 0.107 | 6.5 | 11 | 3.5 | - | - | - | -
PAW-RC2-MBS-1 | 4010869200462 | VRF | Accessories | p) Accessories | Connectivity | Modbus RTU interface (Intesis) | Modbus RTU interface | [7 empty] | 1345.5 | 0.159 | 9 | 13 | 11.5 | - | - | - | -
PAW-RC2-MBS-4 | 4010869213295 | VRF | Accessories | p) Accessories | Connectivity | Modbus RTU interface to control 4 indoor units/groups (Intesis) | Modbus RTU interface | [7 empty] | 1495 | 0.4 | 10 | 11.5 | 13 | - | - | - | -
PAW-RC2-BAC-1 | 4010869242776 | VRF | Accessories | p) Accessories | Connectivity | BACnet IP and MSTP interface (Intesis) for 1 indoor unit | BACnet IP and MSTP interface | [7 empty] | 1435.5 | 0.1 | 9 | 14.5 | 11 | - | - | - | -
PAW-AZRC-KNX-1 | 8445409139128 | VRF | Accessories | p) Accessories | Connectivity | KNX interface (Airzone) for 1 indoor unit or 1 goup of indoor units | KNX interface | [7 empty] | 952 | 0.107 | 4 | 17 | 14 | - | - | - | -
PAW-AZRC-MBS-1 | 8445409139104 | VRF | Accessories | p) Accessories | Connectivity | Modbus RTU interface (Airzone) for 1 indoor unit or 1 goup of indoor units | Modbus RTU interface | [7 empty] | 952 | 0.107 | 4 | 17 | 14 | - | - | - | -
PAW-AZRC-BAC-1 | 8445409139142 | VRF | Accessories | p) Accessories | Connectivity | BACnet IP and MSTP interface (Airzone) for 1 indoor unit | BACnet IP and MSTP interface | [7 empty] | 853.2 | 0.107 | 4 | 15.8 | 13.5 | - | - | - | -
CZ-CAPRA1 | 5025232851119 | VRF | Accessories | p) Accessories | Connectivity | RAC interface adapter for integration into S‑Link, plus external input and alarm/status output (for YKEA units) | RAC interface adapter | [7 empty] | 1870 | 0.5 | 5 | 22 | 17 | - | - | - | -
CZ-CAPC4 | 5025232976188 | VRF | Accessories | n) Accessories | Connectivity | Adaptor for ON / OFF control of external devices. 3 digital outputs. | Adaptor for ON / OFF control |  | CZ-CAPC3 | x | 2025-05-01 |  |  |  | 3255 | 1.06 | 7 | 30 | 15.5 | - | - | - | -
CZ-CAPDC3 | 5025232696215 | VRF | Accessories | p) Accessories | Connectivity | Demand control for Mini ECOi (LZ2 and LE2 Series compatible) | Demand control for Mini ECOi | [7 empty] | 4080 | 0.6 | 10 | 24 | 17 | - | - | - | -
CZ-CAPBC2 | 5025232603688 | VRF | Accessories | p) Accessories | Connectivity | Mini series parallel device controlling indoor units, maximum 1 group and 8 indoor unit | Mini series parallel device | [7 empty] | 5094.85 | 1.109 | 9.5 | 31 | 17.3 | - | - | - | -
CZ-CFUNC2 | 5025232603725 | VRF | Accessories | p) Accessories | Connectivity | Communication Adaptor, up to 128 groups, controls 128 units | Communication Adaptor for 128 indoor units | [7 empty] | 22032 | 3 | 17 | 36 | 36 | - | - | - | -
CZ-RTC6W | 5025232948093 | VRF | Accessories | p) Accessories | Remoco (WIRED) | CONEX wired remote controller (nonwireless), white | CONEX wired remote controller | [7 empty] | 2436 | 0.49 | 5 | 22 | 17 | - | - | - | -
CZ-RTC6WBL | 5025232948109 | VRF | Accessories | p) Accessories | Remoco (WIRED) | CONEX wired remote controller with Bluetooth®, white | CONEX wired remote controller | [7 empty] | 2436 | 0.42 | 5 | 22.5 | 17 | - | - | - | -
CZ-RTC6WBLW2 | 5025232967742 | VRF | Accessories | p) Accessories | Remoco (WIRED) | CONEX wired remote controller with Wi-Fi and Bluetooth®, white | CONEX wired remote controller |  | CZ-RTC6WBLW | x | 2025-03-01 |  |  |  | 2436 | 0.42 | 3 | 16.5 | 14 | - | - | - | -
CZ-RTC6 | 5025232910809 | VRF | Accessories | p) Accessories | Remoco (WIRED) | CONEX wired remote controller (nonwireless), black | CONEX wired remote controller | [7 empty] | 1870 | 0.37 | 5 | 22 | 17 | - | - | - | -
CZ-RTC6BL | 5025232910816 | VRF | Accessories | p) Accessories | Remoco (WIRED) | CONEX wired remote controller with Bluetooth®, black | CONEX wired remote controller | [7 empty] | 1912.5 | 0.42 | 5 | 22.5 | 17 | - | - | - | -
CZ-RTC6BLW2 | 5025232967735 | VRF | Accessories | p) Accessories | Remoco (WIRED) | CONEX wired remote controller with Wi-Fi and Bluetooth®, black | CONEX wired remote controller |  | CZ-RTC6BLW | x | 2025-03-01 |  |  |  | 2436 | 0.42 | 3 | 16.5 | 14 | - | - | - | -
CZ-RTC5B | 5025232880621 | VRF | Accessories | p) Accessories | Remoco (WIRED) | Design wired remote controller with Econavi function and datanavi | Design wired remote controller | [7 empty] | 693 | 0.4 | 3 | 16.5 | 14 | - | - | - | -
CZ-RWS3 | 5025232883554 | VRF | Accessories | p) Accessories | Remoco (WIRELESS) | Infrared remote controller for wallmounted | Infrared remote controller | [7 empty] | 2041.875 | 0.34 | 5.5 | 22.5 | 16.5 | - | - | - | -
CZ-RWRY3 | 5025232940257 | VRF | Accessories | p) Accessories | Remoco (WIRELESS) | Infrared remote controller and receiver for 4 way 60x60 cassette - PY3 with panel | Infrared remote controller and receiver | [7 empty] | 2820 | 0.34 | 15 | 16 | 4.5 | - | - | - | -
CZ-RWRU3 | 5025232883561 | VRF | Accessories | p) Accessories | Remoco (WIRELESS) | Infrared remote controller and receiver for 4 way 90x90 cassette. White RAL9003. | Infrared remote controller and receiver |  | CZ-RWRU3W | x | 2025-08-01 |  |  |  | 2277 | 0.34 | 4.5 | 23 | 22 | - | - | - | -
CZ-RWRT3 | 5025232883592 | VRF | Accessories | p) Accessories | Remoco (WIRELESS) | Infrared remote controller and receiver for ceiling | Infrared remote controller and receiver | [7 empty] | 1776 | 0.23 | 5 | 22.2 | 16 | - | - | - | -
CZ-RWRC3 | 5025232883608 | VRF | Accessories | p) Accessories | Remoco (WIRELESS) | Infrared remote controller and receiver for all indoor units | Infrared remote controller and receiver | [7 empty] | 820 | 0.2 | 4 | 16.4 | 12.5 | - | - | - | -
CZ-T10 | 4010869186384 | VRF | Accessories | p) Accessories | Connector Cables | Cable for all the T10 functions | Cable for all the T10 functions | [7 empty] | 48.6 | 0.031 | 0.1 | 27 | 18 | - | - | - | -
PAW-FDC | 4010869195188 | VRF | Accessories | p) Accessories | Connector Cables | Cable to operate external EC fan | External EC fan cable | [7 empty] | 486 | 0.3 | 1 | 18 | 27 | - | - | - | -
PAW-OCT | 4010869195164 | VRF | Accessories | p) Accessories | Connector Cables | Cable for all option monitoring signals | Cable for all option monitoring signals | [7 empty] | 308 | 0.03 | 1 | 14 | 22 | - | - | - | -
PAW-EXCT | 4010869195171 | VRF | Accessories | p) Accessories | Connector Cables | Cable with force thermo OFF/leakage detection | Cable with force thermo OFF/leakage detection | [7 empty] | 583.2 | 0.2 | 1.2 | 27 | 18 | - | - | - | -
SER8150R0B1194 | 4010869266819 | VRF | Accessories | p) Accessories | Schneider Remocon | Remote controller Panasonic Net Con, RH, No PIR, R1/R2 | Schneider remote controller | [7 empty] | 351 | 0.5 | 3 | 13 | 9 | - | - | - | -
SER8150R5B1194 | 4010869266826 | VRF | Accessories | p) Accessories | Schneider Remocon | Remote controller Panasonic Net Con, RH, PIR, R1/R2. | Schneider remote controller | [7 empty] | 825 | 0.5 | 5 | 15 | 11 | - | - | - | -
VCM8000V5094P | 4010869350419 | VRF | Accessories | p) Accessories | Schneider Pcb | Wireless ZigBee® Pro module / Green Com card | Wireless ZigBee® Pro module | [7 empty] | 480 | 0.25 | 5 | 12 | 8 | - | - | - | -
SED-WDC-G-5045 | 7332552015809 | VRF | Accessories | p) Accessories | Schneider Sensor | Door / window wireless sensor | Door / window wireless sensor | [7 empty] | 292.5 | 0.084 | 7.5 | 7.5 | 5.2 | - | - | - | -
SED-MTH-G-5045 | 7332552015823 | VRF | Accessories | p) Accessories | Schneider Sensor | Wall / ceiling (motion) wireless sensor | Wall / ceiling (motion) wireless sensor | [7 empty] | 292.5 | 0.109 | 7.5 | 7.5 | 5.2 | - | - | - | -
SED-CO2-G-5045 | 3606481332271 | VRF | Accessories | p) Accessories | Schneider Sensor | CO2 sensor | CO2 sensor | [7 empty] | 511.875 | 0.5 | 4.5 | 12.5 | 9.1 | - | - | - | -
SED-TRH-G-5045 | 4010869360227 | VRF | Accessories | p) Accessories | Schneider Sensor | Sensor with room temperature and humidity | Sensor with room temperature and humidity | [7 empty] | 526.5 | 0.2 | 4.5 | 13 | 9 | - | - | - | -
SED-WLS-G-5045 | 7332552015816 | VRF | Accessories | p) Accessories | Schneider Sensor | Water leakage sensor | Water leakage sensor | [7 empty] | 292.5 | 0.114 | 7.5 | 7.5 | 5.2 | - | - | - | -
FAS-00 | 4010869350792 | VRF | Accessories | p) Accessories | Schneider Fascia | Cover frame, silver | Cover frame | [7 empty] | 351 | 0.5 | 3 | 13 | 9 | - | - | - | -
FAS-01 | 3606489420925 | VRF | Accessories | p) Accessories | Schneider Fascia | Cover frame, white | Cover frame | [7 empty] | 351 | 0.5 | 3 | 13 | 9 | - | - | - | -
FAS-03 | 4010869350815 | VRF | Accessories | p) Accessories | Schneider Fascia | Cover frame, glossy translucent white | Cover frame | [7 empty] | 95.76 | 0.5 | 1 | 11.4 | 8.4 | - | - | - | -
FAS-05 | 4010869350822 | VRF | Accessories | p) Accessories | Schneider Fascia | Cover frame, light tan wood | Cover frame | [7 empty] | 351 | 0.5 | 3 | 13 | 9 | - | - | - | -
FAS-06 | 4010869350839 | VRF | Accessories | p) Accessories | Schneider Fascia | Cover frame, dark brown wood | Cover frame | [7 empty] | 351 | 0.5 | 3 | 13 | 9 | - | - | - | -
FAS-07 | 4010869350846 | VRF | Accessories | p) Accessories | Schneider Fascia | Cover frame, dark black wood | Cover frame | [7 empty] | 351 | 0.5 | 3 | 13 | 9 | - | - | - | -
FAS-10 | 3606489420970 | VRF | Accessories | p) Accessories | Schneider Fascia | Cover frame, brushed steel finish | Cover frame | [7 empty] | 351 | 0.5 | 3 | 13 | 9 | - | - | - | -
PAW-RE2C4-MOD-WH | 4010869355933 | VRF | Accessories | p) Accessories | Remoco (WIRED/EXT.) | Modbus RS-485 touch room controller with I/O, white | Modbus RS-485 touch room controller | [7 empty] | 1561.45 | 0.29 | 8.5 | 16.7 | 11 | - | - | - | -
PAW-RE2D4-WH | 4010869355957 | VRF | Accessories | p) Accessories | Remoco (WIRED/EXT.) | Touch display control with 2 digital inputs, white | Touch display control | [7 empty] | 1836 | 0.225 | 9 | 17 | 12 | - | - | - | -
PAW-RE2C4-MOD-BK | 4010869355940 | VRF | Accessories | p) Accessories | Remoco (WIRED/EXT.) | Modbus RS-485 touch room controller with I/O, black | Modbus RS-485 touch room controller | [7 empty] | 1561.45 | 0.29 | 8.5 | 16.7 | 11 | - | - | - | -
PAW-RE2D4-BK | 4010869355964 | VRF | Accessories | p) Accessories | Remoco (WIRED/EXT.) | Touch display control with 2 digital inputs, black. | Touch display control | [7 empty] | 1836 | 0.215 | 9 | 17 | 12 | - | - | - | -
PAW-WMS-DC | 4010869356732 | VRF | Accessories | p) Accessories | Remoco (WIRED/EXT.) | Wall motion sensor 24 V | Wall motion sensor | [7 empty] | 1500 | 0.5 | 10 | 15 | 10 | - | - | - | -
PAW-WMS-AC | 4010869356749 | VRF | Accessories | p) Accessories | Remoco (WIRED/EXT.) | Wall motion sensor 240 V AC | Wall motion sensor | [7 empty] | 1500 | 0.12 | 10 | 15 | 10 | - | - | - | -
PAW-CMS-DC | 4010869356756 | VRF | Accessories | p) Accessories | Remoco (WIRED/EXT.) | Ceiling motion sensor 24 V | Ceiling motion sensor | [7 empty] | 567 | 0.83 | 7 | 9 | 9 | - | - | - | -
PAW-CMS-AC | 4010869356763 | VRF | Accessories | p) Accessories | Remoco (WIRED/EXT.) | Ceiling motion sensor 240 V AC | Ceiling motion sensor | [7 empty] | 567 | 0.84 | 7 | 9 | 9 | - | - | - | -
PAW-24DC | 4010869356787 | VRF | Accessories | p) Accessories | Remoco (WIRED/EXT.) | Power supply 24 V | Power supply | [7 empty] | 508.032 | 2 | 7.2 | 9.8 | 7.2 | - | - | - | -
PAW-DWC | 4010869356770 | VRF | Accessories | p) Accessories | Remoco (WIRED/EXT.) | Door or window contact | Door or window contact | [7 empty] | 126 | 0.14 | 2 | 9 | 7 | - | - | - | -
CZ-64ESMC3 | 5025232851133 | VRF | Accessories | p) Accessories | Remoco (CENTRAL) | System controller for 64 indoor units with weekly timer | System controller | [7 empty] | 6920.75 | 1.775 | 14.6 | 21.8 | 15.4 | - | - | - | -
CZ-ANC3 | 5025232851096 | VRF | Accessories | p) Accessories | Remoco (CENTRAL) | Central ON / OFF controller, up to 16 groups, 64 indoor units | ON / OFF controller | [7 empty] | 5280 | 1.625 | 15 | 22 | 16 | - | - | - | -
CZ-256ESMC3 | 5025232851126 | VRF | Accessories | p) Accessories | Remoco (CENTRAL) | Intelligent controller (touch screen/web server) to control up to 256 indoors with included load distribution ratio | Intelligent controller | [7 empty] | 23166 | 4 | 18 | 33 | 39 | - | - | - | -
CZ-CFUSCC1 | 5025232835539 | VRF | Accessories | p) Accessories | Remoco (CENTRAL) | Interface for Panasonic AC Smart Cloud and AC Service Cloud. Cloud internet control. Up to 128 groups. Controls 128 units. | Interface for Panasonic AC Smart/Service Cloud | [7 empty] | 21318 | 2.6 | 17 | 33 | 38 | - | - | - | -
FV-15ZY1G | 5025232951406 | ERV | Indoor | b) ERV | ERV | Advanced ERV ZY Series, rated flow rate 150 m³/h, DC motors, F7 grade filter, a remote controller included | ERV ZY Series | [7 empty] | 369852 | 29 | 84 | 119 | 37 | - | - | - | -
FV-25ZY1G | 5025232951413 | ERV | Indoor | b) ERV | ERV | Advanced ERV ZY Series, rated flow rate 250 m³/h, DC motors, F7 grade filter, a remote controller included | ERV ZY Series | [7 empty] | 422688 | 33 | 96 | 119 | 37 | - | - | - | -
FV-35ZY1G | 5025232951420 | ERV | Indoor | b) ERV | ERV | Advanced ERV ZY Series, rated flow rate 350 m³/h, DC motors, F7 grade filter, a remote controller included | ERV ZY Series | [7 empty] | 587079 | 43 | 111 | 129 | 41 | - | - | - | -
FV-50ZY1G | 5025232951437 | ERV | Indoor | b) ERV | ERV | Advanced ERV ZY Series, rated flow rate 500 m³/h, DC motors, F7 grade filter, a remote controller included | ERV ZY Series | [7 empty] | 661125 | 48 | 125 | 129 | 41 | - | - | - | -
FV-65ZY1G | 5025232951444 | ERV | Indoor | b) ERV | ERV | Advanced ERV ZY Series, rated flow rate 650 m³/h, DC motors, F7 grade filter, a remote controller included | ERV ZY Series | [7 empty] | 781354 | 56 | 119 | 134 | 49 | - | - | - | -
FV-80ZY1G | 5025232951451 | ERV | Indoor | b) ERV | ERV | Advanced ERV ZY Series, rated flow rate 800 m³/h, DC motors, F7 grade filter, a remote controller included | ERV ZY Series | [7 empty] | 941780 | 70 | 124 | 155 | 49 | - | - | - | -
FV-1KZY1G | 5025232951468 | ERV | Indoor | b) ERV | ERV | Advanced ERV ZY Series, rated flow rate 1000 m³/h, DC motors, F7 grade filter, a remote controller included | ERV ZY Series | [7 empty] | 1101716 | 74 | 146 | 154 | 49 | - | - | - | -
FV-1HZY1G | 5025232951475 | ERV | Indoor | b) ERV | ERV | Advanced ERV ZY Series, rated flow rate 1500 m³/h, DC motors, F7 grade filter , a remote controller included | ERV ZY Series | [7 empty] | 2020270 | 154 | 98 | 155 | 133 | - | - | - | -
FV-2KZY1G | 5025232951482 | ERV | Indoor | b) ERV | ERV | Advanced ERV ZY Series, rated flow rate 2000 m³/h, DC motors, F7 grade filter , a remote controller included | ERV ZY Series | [7 empty] | 2354450 | 184 | 98 | 155 | 155 | - | - | - | -
FV-FP15ZY1G | 5025232951499 | ERV | Accessories | b) ERV | ERV | Replacement high efficiency filter for FV-15ZY1G | Replacement filter for ERV ZY Series | [7 empty] | 6510 | 0.59 | 15.5 | 30 | 14 | - | - | - | -
FV-FP25ZY1G | 5025232951505 | ERV | Accessories | b) ERV | ERV | Replacement high efficiency filter for FV-25ZY1G | Replacement filter for ERV ZY Series | [7 empty] | 7526.85 | 1.94 | 15 | 36.1 | 13.9 | - | - | - | -
FV-FP35ZY1G | 5025232951512 | ERV | Accessories | b) ERV | ERV | Replacement high efficiency filter for FV-35ZY1G | Replacement filter for ERV ZY Series | [7 empty] | 9840 | 0.9 | 15 | 41 | 16 | - | - | - | -
FV-FP50ZY1G | 5025232951529 | ERV | Accessories | b) ERV | ERV | Replacement high efficiency filter for FV-50ZY1G | Replacement filter for ERV ZY Series | [7 empty] | 10800 | 0.985 | 15 | 48 | 15 | - | - | - | -
FV-FP65ZY1G | 5025232951536 | ERV | Accessories | b) ERV | ERV | Replacement high efficiency filter for FV-65ZY1G | Replacement filter for ERV ZY Series | [7 empty] | 12825 | 1.13 | 15 | 45 | 19 | - | - | - | -
FV-FP80ZY1G | 5025232951543 | ERV | Accessories | b) ERV | ERV | Replacement high efficiency filter for FV-80ZY1G and FV-1HZY1G, 2 sets of filters required for FV-1HZY1G | Replacement filter for ERV ZY Series | [7 empty] | 14570 | 4.5 | 15.5 | 47 | 20 | - | - | - | -
FV-FP1KZY1G | 5025232951550 | ERV | Accessories | b) ERV | ERV | Replacement high efficiency filter for FV-1KZY1G and FV-2KZY1G, 2 sets of filters required for FV-2KZY1G | Replacement filter for ERV ZY Series | [7 empty] | 18281.165 | 3.6 | 15.5 | 58.1 | 20.3 | - | - | - | -
PAW-ERV-IAQCT | 4010869677974 | ERV | Accessories | b) ERV | ERV | IAQ Controller for advanced energy recovery ventilation - ZY Series. | IAQ Controller for ERV ZY Series |  |  | x | 2024-03-01 | [8 empty] | - | - | - | -
PAW-280PAH3M-1 | 4010869375825 | PAC | Accessories | n) AHU Kit | Ahu Kit Standard | AHU connection kit 3,6 to 28,0 kW for PACi NX and PACi. | AHU connection kit | [7 empty] | 36244 | 13 | 41 | 52 | 17 | - | - | - | -
PAW-10PAIRC-LS-1 | 4010869383059 | PAC | Indoor | h) Air Curtain | Air Curtain | Air curtain with DX coil, connected to PACi NX and PACi, air outlet height 2,7 m, Outdoor unit capacity 7,1 kW | Air curtain with DX coil |  |  | x | 2024-12-01 |  |  |  | 594000 | 50 | 90 | 120 | 55 | - | - | - | -
PAW-10PAIRC-HS-1 | 4010869383011 | PAC | Indoor | h) Air Curtain | Air Curtain | Air curtain with DX coil, connected to PACi NX and PACi, air outlet height 3,0 m, Outdoor unit capacity 7,1 kW | Air curtain with DX coil |  |  | x | 2024-12-01 |  |  |  | 594000 | 50 | 90 | 120 | 55 | - | - | - | -
PAW-15PAIRC-LS-1 | 4010869383028 | PAC | Indoor | h) Air Curtain | Air Curtain | Air curtain with DX coil, connected to PACi NX and PACi, air outlet height 2,7 m, Outdoor unit capacity 10,0 kW | Air curtain with DX coil |  |  | x | 2024-12-01 |  |  |  | 841500 | 80 | 90 | 170 | 55 | - | - | - | -
PAW-15PAIRC-HS-1 | 4010869383004 | PAC | Indoor | h) Air Curtain | Air Curtain | Air curtain with DX coil, connected to PACi NX and PACi, air outlet height 3,0 m, Outdoor unit capacity 10,0 kW | Air curtain with DX coil |  |  | x | 2024-12-01 |  |  |  | 841500 | 80 | 90 | 170 | 55 | - | - | - | -
PAW-20PAIRC-LS-1 | 4010869382991 | PAC | Indoor | h) Air Curtain | Air Curtain | Air curtain with DX coil, connected to PACi NX and PACi, air outlet height 2,7 m, Outdoor unit capacity 14,0 kW | Air curtain with DX coil |  |  | x | 2024-12-01 |  |  |  | 1089000 | 110 | 90 | 220 | 55 | - | - | - | -
PAW-20PAIRC-HS-1 | 4010869383035 | PAC | Indoor | h) Air Curtain | Air Curtain | Air curtain with DX coil, connected to PACi NX and PACi, air outlet height 3,0 m, Outdoor unit capacity 14,0 kW | Air curtain with DX coil |  |  | x | 2024-12-01 |  |  |  | 1089000 | 110 | 90 | 220 | 55 | - | - | - | -
PAW-25PAIRC-LS-1 | 4010869383066 | PAC | Indoor | h) Air Curtain | Air Curtain | Air curtain with DX coil, connected to PACi NX and PACi, air outlet height 2,7 m, Outdoor unit capacity 20,0 kW | Air curtain with DX coil |  |  | x | 2024-12-01 |  |  |  | 1336500 | 160 | 90 | 270 | 55 | - | - | - | -
PAW-25PAIRC-HS-1 | 4010869383042 | PAC | Indoor | h) Air Curtain | Air Curtain | Air curtain with DX coil, connected to PACi NX and PACi, air outlet height 3,0 m, Outdoor unit capacity 20,0 kW | Air curtain with DX coil |  |  | x | 2024-12-01 |  |  |  | 1336500 | 160 | 90 | 270 | 55 | - | - | - | -
FY-3009U1P | 5025232872985 | ERV | Air Curtain | a) Air Curtain | Air Curtain | Electric air curtain, width: 0,9 m | Electric air curtain | [7 empty] | 100000 | 14.5 | 31 | 32 | 101 | - | - | - | -
FY-3012U1P | 5025232872992 | ERV | Air Curtain | a) Air Curtain | Air Curtain | Electric air curtain, width: 1,2 m | Electric air curtain | [7 empty] | 129000 | 17.5 | 31 | 32 | 131 | - | - | - | -
FY-3015U1P | 5025232873005 | ERV | Air Curtain | a) Air Curtain | Air Curtain | Electric air curtain, width: 1,5 m | Electric air curtain | [7 empty] | 159712 | 21.5 | 31 | 32 | 161 | - | - | - | -
FV-15CSD1G | 5025232943111 | ERV | Indoor | g) Others | Stand alone nanoe X | Ceiling mounted air-e nanoe X Generator | air-e nanoe X Generator | [7 empty] | 11339 | 1.4 | 17 | 29 | 23 | - | - | - | -
OCU-CR200VF5A | 4010869375979 | CC | Outdoor | a) Mid-Low Temp | Mid-Low Temp | 2 HP CO2 condensing units - CR Series, MT(4,0 kW)/LT (2,0 kW) type, standard outdoor unit | CO2 condensing units | [7 empty] | 528580 | 85 | 107 | 95 | 52 | R744 | 0 | 1 | -
OCU-CR200VF5ASL | - | CC | Outdoor | a) Mid-Low Temp | Mid-Low Temp | 2 HP CO2 condensing units - CR Series, MT(4,0 kW)/LT (2,0 kW) type, anti corrosion coating outdoor unit | CO2 condensing units | [7 empty] | 528580 | 85 | 107 | 95 | 52 | R744 | 0 | 1 | -
OCU-CR400VF8 | 4010869359733 | CC | Outdoor | b) Mid Temp | Mid Temp | 4 HP CO2 condensing units - CR Series, MT(7,5 kW) type, standard outdoor unit | CO2 condensing units | [7 empty] | 976375 | 155 | 107 | 125 | 73 | R744 | 0 | 1 | -
OCU-CR400VF8SL | 4010869359740 | CC | Outdoor | b) Mid Temp | Mid Temp | 4 HP CO2 condensing units - CR Series, MT(7,5 kW) type, anti corrosion coating outdoor unit | CO2 condensing units | [7 empty] | 976375 | 155 | 107 | 125 | 73 | R744 | 0 | 1 | -
OCU-CR400VF8A | 4010869375962 | CC | Outdoor | a) Mid-Low Temp | Mid-Low Temp | 4 HP CO2 condensing units - CR Series, MT(8,0 kW)/LT (4,0 kW) type, standard outdoor unit | CO2 condensing units | [7 empty] | 949625 | 173 | 107 | 125 | 71 | R744 | 0 | 1 | -
OCU-CR400VF8ASL | - | CC | Outdoor | a) Mid-Low Temp | Mid-Low Temp | 4 HP CO2 condensing units - CR Series, MT(8,0 kW)/LT (4,0 kW) type, anti corrosion coating outdoor unit | CO2 condensing units | [7 empty] | 949625 | 173 | 107 | 125 | 71 | R744 | 0 | 1 | -
OCU-CR1000VF8 | 4010869352116 | CC | Outdoor | b) Mid Temp | Mid Temp | 10 HP CO2 condensing units - CR Series, MT(15,0 kW) type, standard outdoor unit | CO2 condensing units | [7 empty] | 1968820 | 305 | 205 | 98 | 98 | R744 | 0 | 1 | -
OCU-CR1000VF8SL | 4010869352123 | CC | Outdoor | b) Mid Temp | Mid Temp | 10 HP CO2 condensing units - CR Series, MT(15,0 kW) type, anti corrosion coating outdoor unit | CO2 condensing units | [7 empty] | 1930404 | 305 | 201 | 98 | 98 | R744 | 0 | 1 | -
OCU-CR1000VF8A | 4010869356671 | CC | Outdoor | a) Mid-Low Temp | Mid-Low Temp | 10 HP CO2 condensing units - CR Series, MT(16,0 kW)/LT (8,0 kW) type, standard outdoor unit | CO2 condensing units | [7 empty] | 1850125 | 340 | 205 | 95 | 95 | R744 | 0 | 1 | -
OCU-CR1000VF8ASL | - | CC | Outdoor | a) Mid-Low Temp | Mid-Low Temp | 10 HP CO2 condensing units - CR Series, MT(16,0 kW)/LT (8,0 kW) type, anti corrosion coating outdoor unit | CO2 condensing units | [7 empty] | 1850125 | 340 | 205 | 95 | 95 | R744 | 0 | 1 | -
OCU-CR2000VF8A | 4010869350426 | CC | Outdoor | a) Mid-Low Temp | Mid-Low Temp | 20 HP CO2 condensing units - CR Series, MT(29,0 kW)/LT (15,0 kW) type, standard outdoor unit | CO2 condensing units |  |  | x | 2024-07-01 |  |  |  | 2174130 | 514 | 203 | 119 | 90 | R744 | 0 | 1 | -
OCU-CR2000VF8ASL | - | CC | Outdoor | a) Mid-Low Temp | Mid-Low Temp | 20 HP CO2 condensing units - CR Series, MT(29,0 kW)/LT (15,0 kW) type, anti corrosion coating outdoor unit | CO2 condensing units |  |  | x | 2024-06-01 |  |  |  | 2174130 | 514 | 203 | 119 | 90 | R744 | 0 | 1 | -
KIT-CO2-PANEL-C-03 | 4010869378390 | CC | Accessories | d) Accessories | Control panel | Panel-C + MPXPRO control, stator, probes + EEV ⅜” (9,52) ODF high pressure, size E2V03CWAC0 | Panel-C and EEV | [7 empty] | 1409.4 | 0.355 | 7.5 | 16.2 | 11.6 | - | - | - | -
KIT-CO2-PANEL-C-05 | 4010869378369 | CC | Accessories | d) Accessories | Control panel | Panel-C + MPXPRO control, stator, probes + EEV ⅜” (9,52) ODF high pressure, size E2V05CWAC0 | Panel-C and EEV | [7 empty] | 1409.4 | 0.355 | 7.5 | 16.2 | 11.6 | - | - | - | -
KIT-CO2-PANEL-C-09 | 4010869378406 | CC | Accessories | d) Accessories | Control panel | Panel-C + MPXPRO control, stator, probes + EEV ⅜” (9,52) ODF high pressure, size E2V09CWAC0 | Panel-C and EEV | [7 empty] | 1409.4 | 0.355 | 7.5 | 16.2 | 11.6 | - | - | - | -
KIT-CO2-PANEL-C-11 | 4010869378789 | CC | Accessories | d) Accessories | Control panel | Panel-C + MPXPRO control, stator, probes, etc + EEV ⅜” (9,52) ODF high pressure, size E2V11CWAC0 | Panel-C and EEV | [7 empty] | 1409.4 | 0.355 | 7.5 | 16.2 | 11.6 | - | - | - | -
KIT-CO2-PANEL-C-14 | 4010869378352 | CC | Accessories | d) Accessories | Control panel | Panel-C + MPXPRO control, stator, probes, etc + EEV ⅜” (9,52) ODF high pressure, size E2V14CWAC0 | Panel-C and EEV | [7 empty] | 1409.4 | 0.355 | 7.5 | 16.2 | 11.6 | - | - | - | -
KIT-CO2-PANEL-C-18 | 4010869378376 | CC | Accessories | d) Accessories | Control panel | Panel-C + MPXPRO control, stator, probes, etc + EEV ⅜” (9,52) ODF high pressure, size E2V18CWAC0 | Panel-C and EEV | [7 empty] | 1409.4 | 0.355 | 7.5 | 16.2 | 11.6 | - | - | - | -
KIT-CO2-PANEL-C-24 | 4010869378345 | CC | Accessories | d) Accessories | Control panel | Panel-C + MPXPRO control, stator, probes, etc + EEV ⅜” (9,52) ODF high pressure, size E2V24CWAC0 | Panel-C and EEV | [7 empty] | 1409.4 | 0.355 | 7.5 | 16.2 | 11.6 | - | - | - | -
SPK-TU125 | 4010869208956 | CC | Accessories | d) Accessories | CC accessories | Service adaptor for vacuum and service (HP and LP port) for all outdoor units | Service adaptor | [7 empty] | 2376 | 0.3 | 6 | 11 | 36 | - | - | - | -
CZ-CO2LBROL500 | 4010869374934 | CC | Accessories | d) Accessories | CC accessories | Lubrication oil PZ-68S (0,5 L) for OCU‑CR and OCU‑CRC Series | Lubrication Oil | [7 empty] | 10528.056 | 0.98 | 16.2 | 30.8 | 21.1 | - | - | - | -
PAW-CO2-PANEL-C |  | CC | Accessories | d) Accessories | CC accessories | CO2 control panel | CO2 control panel |  |  | x | 2025-10-01 | [8 empty] | - | - | - | -
PAW-CO2-PRV80 | 4010869370011 | CC | Accessories | d) Accessories | CC accessories | CO2 pressure release valve (PRV) 3/8” (9,52) NPT x G 1/2” (12,70) Pset= 80,0 bar | Pressure release valve |  |  | x | 2024-05-01 |  |  |  | 426600 | 0.26 | 5.4 | 10 | 7.9 | - | - | - | -
PAW-CO2-PRV120 | 4010869355087 | CC | Accessories | d) Accessories | CC accessories | CO2 pressure release valve (PRV) 3/8” (9,52) NPT x G 1/2” (12,70) Pset= 120,0 bar | Pressure release valve |  |  | x | 2024-05-01 |  |  |  | 426600 | 0.26 | 5.4 | 10 | 7.9 | - | - | - | -
PAW- SGT-GLASS-1/4 | 4010869353878 | CC | Accessories | d) Accessories | CC accessories | Sight glass, 130 bar, ¼" (6,35) ODS | Sight glass |  |  | x | 2024-05-01 | [8 empty] | - | - | - | -
PAW- SGT-GLASS-3/8 | 4010869353892 | CC | Accessories | d) Accessories | CC accessories | Sight glass, 130 bar, ⅜” (9,52) ODS | Sight glass |  |  | x | 2024-05-01 | [8 empty] | - | - | - | -
PAW- SGT-GLASS-1/2 | 4010869353830 | CC | Accessories | d) Accessories | CC accessories | Sight glass, 130 bar, ½” (12,70) ODS | Sight glass |  |  | x | 2024-05-01 | [8 empty] | - | - | - | -
PAW- SGT-GLASS-5/8 | 4010869353908 | CC | Accessories | d) Accessories | CC accessories | Sight glass, 130 bar, ⅝" (15,88) - 16 mm ODS | Sight glass |  |  | x | 2024-05-01 | [8 empty] | - | - | - | -
PAW- SGT-GLASS-3/4 | 4010869355056 | CC | Accessories | d) Accessories | CC accessories | Sight glass, 130 bar, ¾" (19,05) ODS | Sight glass |  |  | x | 2024-05-01 | [8 empty] | - | - | - | -
PAW-CO2-CHANGE-O | 4010869353861 | CC | Accessories | d) Accessories | CC accessories | CO2 changeover valve, ⅜” (9,52) NPT x ⅜” (9,52) NPT | Changeover valve |  |  | x | 2024-05-01 |  |  |  | 1.479,680 | 1.08 | 6.8 | 16 | 13.6 | - | - | - | -
PAW-CO2-RACORD-1/2 | 4010869555081 | CC | Accessories | d) Accessories | CC accessories | Racord ⅜” (9,52) NPT x ½” (12,70), ODS (for K65 pipe connection) | Racord ⅜” (9,52) NPT x ½” (12,70) | [7 empty] | 62500 | 0.05 | 2.5 | 5 | 5 | - | - | - | -
PAW-CO2-RACORD-3/4 | 4010869354059 | CC | Accessories | d) Accessories | CC accessories | Racord, ⅜” (9,52) NPT x ¾" (19,05) ODS (to connect K65 ¾" (19,05)) | Racord, ⅜” (9,52) NPT x ¾" (19,05) |  |  | x | 2024-05-01 |  |  |  | 62500 | 0.09 | 2.5 | 5 | 5 | - | - | - | -
PAW-CO2-RACORD-3/8 | 4010869555098 | CC | Accessories | d) Accessories | CC accessories | Racord ⅜” (9,52) NPT x ⅜” (9,52) ODS (for K65 pipe connection) | Racord ⅜” (9,52) NPT x ⅜” (9,52) | [7 empty] | 62500 | 0.05 | 2.5 | 5 | 5 | - | - | - | -
PAW-CO2-RACORD-5/8 | 4010869555074 | CC | Accessories | d) Accessories | CC accessories | Racord ⅜” (9,52) NPT x ⅝” (15,88) ODS (for K65 pipe connection) | Racord ⅜” (9,52) NPT x ⅝” (15,88) | [7 empty] | 62500 | 0.05 | 2.5 | 5 | 5 | - | - | - | -
PAW-CO2-CHECKER | 4010869376501 | CC | Accessories | d) Accessories | CC accessories | CO2 service checker for commissioning, maintenance and troubleshooting | CO2 service checker | [7 empty] | 400 | 0.112 | 2 | 20 | 10 | - | - | - | -
PAW-CO2-CAB06-E3V |  | CC | Accessories | d) Accessories | CC accessories | Cable and connector | Cable and connector |  |  | x | 2025-10-01 | [8 empty] | - | - | - | -
PAW-E2V03CWAC0 |  | CC | Accessories | d) Accessories | CC accessories | Electronic expansion valve E2V03-C 3/8" | Electronic expansion valve |  |  | x | 2025-10-01 | [8 empty] | - | - | - | -
PAW-E2V05CWAC0 |  | CC | Accessories | d) Accessories | CC accessories | Electronic expansion valve E2V05-C 3/8" | Electronic expansion valve |  |  | x | 2025-10-01 | [8 empty] | - | - | - | -
PAW-E2V09CWAC0 |  | CC | Accessories | d) Accessories | CC accessories | Electronic expansion valve E2V09-C 3/8" | Electronic expansion valve |  |  | x | 2025-10-01 | [8 empty] | - | - | - | -
PAW-E2V11CWAC0 |  | CC | Accessories | d) Accessories | CC accessories | Electronic expansion valve E2V11-C 3/8" | Electronic expansion valve |  |  | x | 2025-10-01 | [8 empty] | - | - | - | -
PAW-E2V14CWAC0 |  | CC | Accessories | d) Accessories | CC accessories | Electronic expansion valve E2V14-C 3/8" | Electronic expansion valve |  |  | x | 2025-10-01 | [8 empty] | - | - | - | -
PAW-E2V18CWAC0 |  | CC | Accessories | d) Accessories | CC accessories | Electronic expansion valve E2V18-C 3/8" | Electronic expansion valve |  |  | x | 2025-10-01 | [8 empty] | - | - | - | -
PAW-E2V24CWAC0 |  | CC | Accessories | d) Accessories | CC accessories | Electronic expansion valve E2V24-C 3/8" | Electronic expansion valve |  |  | x | 2025-10-01 | [8 empty] | - | - | - | -
PAW-E3V30CWM00 |  | CC | Accessories | d) Accessories | CC accessories | Electronic expansion valve E3V30-C 5/8" | Electronic expansion valve |  |  | x | 2025-10-01 | [8 empty] | - | - | - | -
LCU-KRC020L08 | 4010869751056 | CC | Indoor | c) Low Temp | Low Temp | iCOOL LCU Series. HFO/HFC Compressor Base, LT (2,0 kW) | LT indoor compressor base unit |  |  | x | 2025-10-01 | [8 empty] | - | 0 | - | -
LCU-KRC020L08-H | 4010869751063 | CC | Indoor | c) Low Temp | Low Temp | iCOOL LCU Series. HFO/HFC Compressor Base, LT (2,0 kW), customized: Housing | LT indoor compressor base unit |  |  | x | 2025-10-01 | [8 empty] | - | 0 | - | -
LCU-KRC035L08 | 4010869751070 | CC | Indoor | c) Low Temp | Low Temp | iCOOL LCU Series. HFO/HFC Compressor Base, LT (3,0 kW) | LT indoor compressor base unit |  |  | x | 2025-10-01 | [8 empty] | - | 0 | - | -
LCU-KRC035L08-H | 4010869751087 | CC | Indoor | c) Low Temp | Low Temp | iCOOL LCU Series. HFO/HFC Compressor Base, LT (3,0 kW), customized: Housing | LT indoor compressor base unit |  |  | x | 2025-10-01 | [8 empty] | - | 0 | - | -
LCU-KRC050L08 | 4010869751117 | CC | Indoor | c) Low Temp | Low Temp | iCOOL LCU Series. HFO/HFC Compressor Base, LT (5,4 kW) | LT indoor compressor base unit |  |  | x | 2025-10-01 | [8 empty] | - | 0 | - | -
LCU-KRC050L08-H | 4010869751124 | CC | Indoor | c) Low Temp | Low Temp | iCOOL LCU Series. HFO/HFC Compressor Base, LT (5,4 kW), customized: Housing | LT indoor compressor base unit |  |  | x | 2025-10-01 | [8 empty] | - | 0 | - | -
LCU-KSC090L08 | 4010869751155 | CC | Indoor | c) Low Temp | Low Temp | iCOOL LCU Series. HFO/HFC Compressor Base, LT (8,7 kW) | LT indoor compressor base unit |  |  | x | 2025-10-01 | [8 empty] | - | 0 | - | -
LCU-KSC090L08-H | 4010869751162 | CC | Indoor | c) Low Temp | Low Temp | iCOOL LCU Series. HFO/HFC Compressor Base, LT (8,7 kW), customized: Housing | LT indoor compressor base unit |  |  | x | 2025-10-01 | [8 empty] | - | 0 | - | -
OCU-KRC035L08 | 4010869751391 | CC | Outdoor | c) Low Temp | Low Temp | iCOOL OCU Series. HFO/HFC Condensing Unit, LT (3,5 kW) | LT iCOOL outdoor condensing unit |  |  | x | 2025-10-01 | [8 empty] | - | 0 | - | -
OCU-KRC035L08-C | 4010869751407 | CC | Outdoor | c) Low Temp | Low Temp | iCOOL OCU Series. HFO/HFC Condensing Unit, LT (3,5 kW), customized: Coating | LT iCOOL outdoor condensing unit |  |  | x | 2025-10-01 | [8 empty] | - | 0 | - | -
OCU-KRC035L08-CD | 4010869751414 | CC | Outdoor | c) Low Temp | Low Temp | iCOOL OCU Series. HFO/HFC Condensing Unit, LT (3,5 kW), customized: Coating + Heat recovery | LT iCOOL outdoor condensing unit |  |  | x | 2025-10-01 | [8 empty] | - | 0 | - | -
OCU-KRC035L08-CDP | 4010869751421 | CC | Outdoor | c) Low Temp | Low Temp | iCOOL OCU Series. HFO/HFC Condensing Unit, LT (3,5 kW), customized: Coating + Heat recovery + High pressure fan | LT iCOOL outdoor condensing unit |  |  | x | 2025-10-01 | [8 empty] | - | 0 | - | -
OCU-KRC035L08-CP | 4010869751438 | CC | Outdoor | c) Low Temp | Low Temp | iCOOL OCU Series. HFO/HFC Condensing Unit, LT (3,5 kW), customized: Coating + High pressure fan | LT iCOOL outdoor condensing unit |  |  | x | 2025-10-01 | [8 empty] | - | 0 | - | -
OCU-KRC035L08-D | 4010869751445 | CC | Outdoor | c) Low Temp | Low Temp | iCOOL OCU Series. HFO/HFC Condensing Unit, LT (3,5 kW), customized: Heat recovery | LT iCOOL outdoor condensing unit |  |  | x | 2025-10-01 | [8 empty] | - | 0 | - | -
OCU-KRC035L08-DP | 4010869751452 | CC | Outdoor | c) Low Temp | Low Temp | iCOOL OCU Series. HFO/HFC Condensing Unit, LT (3,5 kW), customized: Heat recovery + High pressure fan | LT iCOOL outdoor condensing unit |  |  | x | 2025-10-01 | [8 empty] | - | 0 | - | -
OCU-KRC035L08-P | 4010869751469 | CC | Outdoor | c) Low Temp | Low Temp | iCOOL OCU Series. HFO/HFC Condensing Unit, LT (3,5 kW), customized: High pressure fan | LT iCOOL outdoor condensing unit |  |  | x | 2025-10-01 | [8 empty] | - | 0 | - | -
OCU-KRC050L08 | 4010869751551 | CC | Outdoor | c) Low Temp | Low Temp | iCOOL OCU Series. HFO/HFC Condensing Unit, LT (5,0 kW) | LT iCOOL outdoor condensing unit |  |  | x | 2025-10-01 | [8 empty] | - | 0 | - | -
OCU-KRC050L08-C | 4010869751568 | CC | Outdoor | c) Low Temp | Low Temp | iCOOL OCU Series. HFO/HFC Condensing Unit, LT (5,0 kW), customized: Coating | LT iCOOL outdoor condensing unit |  |  | x | 2025-10-01 | [8 empty] | - | 0 | - | -
OCU-KRC050L08-CD | 4010869751575 | CC | Outdoor | c) Low Temp | Low Temp | iCOOL OCU Series. HFO/HFC Condensing Unit, LT (5,0 kW), customized: Coating + Heat recovery + High pressure fan | LT iCOOL outdoor condensing unit |  |  | x | 2025-10-01 | [8 empty] | - | 0 | - | -
OCU-KRC050L08-CDP | 4010869751582 | CC | Outdoor | c) Low Temp | Low Temp | iCOOL OCU Series. HFO/HFC Condensing Unit, LT (5,0 kW), customized: Coating + Heat recovery + High pressure fan | LT iCOOL outdoor condensing unit |  |  | x | 2025-10-01 | [8 empty] | - | 0 | - | -
OCU-KRC050L08-CP | 4010869751599 | CC | Outdoor | c) Low Temp | Low Temp | iCOOL OCU Series. HFO/HFC Condensing Unit, LT (5,0 kW), customized: Coating + High pressure fan | LT iCOOL outdoor condensing unit |  |  | x | 2025-10-01 | [8 empty] | - | 0 | - | -
OCU-KRC050L08-D | 4010869751605 | CC | Outdoor | c) Low Temp | Low Temp | iCOOL OCU Series. HFO/HFC Condensing Unit, LT (5,0 kW), customized: Heat recovery | LT iCOOL outdoor condensing unit |  |  | x | 2025-10-01 | [8 empty] | - | 0 | - | -
OCU-KRC050L08-DP | 4010869751612 | CC | Outdoor | c) Low Temp | Low Temp | iCOOL OCU Series. HFO/HFC Condensing Unit, LT (5,0 kW), customized: Heat recovery + High pressure fan | LT iCOOL outdoor condensing unit |  |  | x | 2025-10-01 | [8 empty] | - | 0 | - | -
OCU-KRC050L08-P | 4010869751629 | CC | Outdoor | c) Low Temp | Low Temp | iCOOL OCU Series. HFO/HFC Condensing Unit, LT (5,0 kW), customized: High pressure fan | LT iCOOL outdoor condensing unit |  |  | x | 2025-10-01 | [8 empty] | - | 0 | - | -
OCU-KRE012L05 | 4010869751797 | CC | Outdoor | c) Low Temp | Low Temp | iCOOL OCU Series. HFO/HFC Simple Engineering Condensing Unit, LT (1,2 kW) | LT iCOOL SE outdoor condensing unit |  |  | x | 2025-10-01 | [8 empty] | - | 0 | - | -
OCU-KRE022L05 | 4010869751803 | CC | Outdoor | c) Low Temp | Low Temp | iCOOL OCU Series. HFO/HFC Simple Engineering Condensing Unit, LT (2,2 kW) | LT iCOOL SE outdoor condensing unit |  |  | x | 2025-10-01 | [8 empty] | - | 0 | - | -
OCU-KRE030L05 | 4010869751810 | CC | Outdoor | c) Low Temp | Low Temp | iCOOL OCU Series. HFO/HFC Simple Engineering Condensing Unit, LT (2,9 kW) | LT iCOOL SE outdoor condensing unit |  |  | x | 2025-10-01 | [8 empty] | - | 0 | - | -
OCU-KSC090L08 | 4010869751841 | CC | Outdoor | c) Low Temp | Low Temp | iCOOL OCU Series. HFO/HFC Condensing Unit, LT (9,0 kW) | LT iCOOL outdoor condensing unit |  |  | x | 2025-10-01 | [8 empty] | - | 0 | - | -
OCU-KSC090L08-C | 4010869751858 | CC | Outdoor | c) Low Temp | Low Temp | iCOOL OCU Series. HFO/HFC Condensing Unit, LT (9,0 kW), customized: Coating | LT iCOOL outdoor condensing unit |  |  | x | 2025-10-01 | [8 empty] | - | 0 | - | -
OCU-KSC090L08-CD | 4010869751865 | CC | Outdoor | c) Low Temp | Low Temp | iCOOL OCU Series. HFO/HFC Condensing Unit, LT (9,0 kW), customized: Coating + Heat recovery | LT iCOOL outdoor condensing unit |  |  | x | 2025-10-01 | [8 empty] | - | 0 | - | -
OCU-KSC090L08-D | 4010869751872 | CC | Outdoor | c) Low Temp | Low Temp | iCOOL OCU Series. HFO/HFC Condensing Unit, LT (9,0 kW), customized: Heat recovery | LT iCOOL outdoor condensing unit |  |  | x | 2025-10-01 | [8 empty] | - | 0 | - | -
OCU-KSC140L08 | 4010869751964 | CC | Outdoor | c) Low Temp | Low Temp | iCOOL OCU Series. HFO/HFC Condensing Unit, LT (14,0 kW) | LT iCOOL outdoor condensing unit |  |  | x | 2025-10-01 | [8 empty] | - | 0 | - | -
OCU-KSC140L08-C | 4010869751971 | CC | Outdoor | c) Low Temp | Low Temp | iCOOL OCU Series. HFO/HFC Condensing Unit, LT (14,0 kW), customized: Coating | LT iCOOL outdoor condensing unit |  |  | x | 2025-10-01 | [8 empty] | - | 0 | - | -
OCU-KSC140L08-CD | 4010869751988 | CC | Outdoor | c) Low Temp | Low Temp | iCOOL OCU Series. HFO/HFC Condensing Unit, LT (14,0 kW), customized: Coating + Heat recovery | LT iCOOL outdoor condensing unit |  |  | x | 2025-10-01 | [8 empty] | - | 0 | - | -
OCU-KSC140L08-D | 4010869751995 | CC | Outdoor | c) Low Temp | Low Temp | iCOOL OCU Series. HFO/HFC Condensing Unit, LT (14,0 kW), customized: Heat recovery | LT iCOOL outdoor condensing unit |  |  | x | 2025-10-01 | [8 empty] | - | 0 | - | -
SCU-KSC090L08 | 4010869754088 | CC | Indoor | c) Low Temp | Low Temp | iCOOL SCU Series. HFO/HFC Indoor Condensing Unit with High Pressure Fan, LT (9,0 kW) | LT iCOOL indoor condensing unit |  |  | x | 2025-10-01 | [8 empty] | - | 0 | - | -
SCU-KSC090L08-C | 4010869754095 | CC | Indoor | c) Low Temp | Low Temp | iCOOL SCU Series. HFO/HFC Indoor Condensing Unit with High Pressure Fan, LT (9,0 kW), customized: Coating | LT iCOOL indoor condensing unit |  |  | x | 2025-10-01 | [8 empty] | - | 0 | - | -
SCU-KSC090L08-CD | 4010869754101 | CC | Indoor | c) Low Temp | Low Temp | iCOOL SCU Series. HFO/HFC Indoor Condensing Unit with High Pressure Fan, LT (9,0 kW), customized: Coating + Heat recovery | LT iCOOL indoor condensing unit |  |  | x | 2025-10-01 | [8 empty] | - | 0 | - | -
SCU-KSC090L08-D | 4010869754118 | CC | Indoor | c) Low Temp | Low Temp | iCOOL SCU Series. HFO/HFC Indoor Condensing Unit with High Pressure Fan, LT (9,0 kW), customized: Heat recovery | LT iCOOL indoor condensing unit |  |  | x | 2025-10-01 | [8 empty] | - | 0 | - | -
WCU-KRC020L08 | 4010869754200 | CC | Indoor | c) Low Temp | Low Temp | iCOOL WCU Series. HFO/HFC Water/Glycol-Cooled Condensing Unit , LT (2,0 kW) | LT indoor water-cooled condensing unit |  |  | x | 2025-10-01 | [8 empty] | - | 0 | - | -
WCU-KRC020L08-H | 4010869754217 | CC | Indoor | c) Low Temp | Low Temp | iCOOL WCU Series. HFO/HFC Water/Glycol-Cooled Condensing Unit , LT (2,0 kW), customized: Housing | LT indoor water-cooled condensing unit |  |  | x | 2025-10-01 | [8 empty] | - | 0 | - | -
WCU-KRC035L08 | 4010869754224 | CC | Indoor | c) Low Temp | Low Temp | iCOOL WCU Series. HFO/HFC Water/Glycol-Cooled Condensing Unit , LT (3,0 kW) | LT indoor water-cooled condensing unit |  |  | x | 2025-10-01 | [8 empty] | - | 0 | - | -
WCU-KRC035L08-H | 4010869754231 | CC | Indoor | c) Low Temp | Low Temp | iCOOL WCU Series. HFO/HFC Water/Glycol-Cooled Condensing Unit , LT (3,0 kW), customized: Housing | LT indoor water-cooled condensing unit |  |  | x | 2025-10-01 | [8 empty] | - | 0 | - | -
WCU-KRC050L08 | 4010869754262 | CC | Indoor | c) Low Temp | Low Temp | iCOOL WCU Series. HFO/HFC Water/Glycol-Cooled Condensing Unit , LT (5,4 kW) | LT indoor water-cooled condensing unit |  |  | x | 2025-10-01 | [8 empty] | - | 0 | - | -
WCU-KRC050L08-H | 4010869754279 | CC | Indoor | c) Low Temp | Low Temp | iCOOL WCU Series. HFO/HFC Water/Glycol-Cooled Condensing Unit , LT (5,4 kW), customized: Housing | LT indoor water-cooled condensing unit |  |  | x | 2025-10-01 | [8 empty] | - | 0 | - | -
WCU-KSC090L08 | 4010869754309 | CC | Indoor | c) Low Temp | Low Temp | iCOOL WCU Series. HFO/HFC Water/Glycol-Cooled Condensing Unit , LT (8,7 kW) | LT indoor water-cooled condensing unit |  |  | x | 2025-10-01 | [8 empty] | - | 0 | - | -
WCU-KSC090L08-H | 4010869754316 | CC | Indoor | c) Low Temp | Low Temp | iCOOL WCU Series. HFO/HFC Water/Glycol-Cooled Condensing Unit , LT (8,7 kW), customized: Housing | LT indoor water-cooled condensing unit |  |  | x | 2025-10-01 | [8 empty] | - | 0 | - | -
OCU-CRC060A08 | 4010869751278 | CC | Outdoor | a) Mid-Low Temp | Mid-Low Temp | iCORE OCU-CRC Series. CO2 Condensing Unit, MT (6,0 kW) / LT (3,0 kW) | CO2 outdoor condensing unit |  |  | x | 2025-10-01 | [8 empty] | - | 0 | - | -
OCU-CRC060A08-C | 4010869751285 | CC | Outdoor | a) Mid-Low Temp | Mid-Low Temp | iCORE OCU-CRC Series. CO2 Condensing Unit, MT (6,0 kW) / LT (3,0 kW), customized: Coating | CO2 outdoor condensing unit |  |  | x | 2025-10-01 | [8 empty] | - | 0 | - | -
OCU-CRC060A08-CP | 4010869751292 | CC | Outdoor | a) Mid-Low Temp | Mid-Low Temp | iCORE OCU-CRC Series. CO2 Condensing Unit, MT (6,0 kW) / LT (3,0 kW), customized: Coating + High pressure fan | CO2 outdoor condensing unit |  |  | x | 2025-10-01 | [8 empty] | - | 0 | - | -
OCU-CRC060A08-P | 4010869751308 | CC | Outdoor | a) Mid-Low Temp | Mid-Low Temp | iCORE OCU-CRC Series. CO2 Condensing Unit, MT (6,0 kW) / LT (3,0 kW), customized: High pressure fan | CO2 outdoor condensing unit |  |  | x | 2025-10-01 | [8 empty] | - | 0 | - | -
OCU-CRC150A08 | 4010869751315 | CC | Outdoor | a) Mid-Low Temp | Mid-Low Temp | iCORE OCU-CRC Series. CO2 Condensing Unit, MT (15,0 kW) / LT (7,0 kW) | CO2 outdoor condensing unit |  |  | x | 2025-10-01 | [8 empty] | - | 0 | - | -
OCU-CRC150A08-C | 4010869751322 | CC | Outdoor | a) Mid-Low Temp | Mid-Low Temp | iCORE OCU-CRC Series. CO2 Condensing Unit, MT (15,0 kW) / LT (7,0 kW), customized: Coating | CO2 outdoor condensing unit |  |  | x | 2025-10-01 | [8 empty] | - | 0 | - | -
OCU-CRC150A08-CD | 4010869751339 | CC | Outdoor | a) Mid-Low Temp | Mid-Low Temp | iCORE OCU-CRC Series. CO2 Condensing Unit, MT (15,0 kW) / LT (7,0 kW), customized: Coating + Heat recovery | CO2 outdoor condensing unit |  |  | x | 2025-10-01 | [8 empty] | - | 0 | - | -
OCU-CRC150A08-CS | 4010869751346 | CC | Outdoor | a) Mid-Low Temp | Mid-Low Temp | iCORE OCU-CRC Series. CO2 Condensing Unit, MT (15,0 kW) / LT (7,0 kW), customized: Coating + Suction PRV | CO2 outdoor condensing unit |  |  | x | 2025-10-01 | [8 empty] | - | 0 | - | -
OCU-CRC150A08-D | 4010869751353 | CC | Outdoor | a) Mid-Low Temp | Mid-Low Temp | iCORE OCU-CRC Series. CO2 Condensing Unit, MT (15,0 kW) / LT (7,0 kW), customized: Heat recovery | CO2 outdoor condensing unit |  |  | x | 2025-10-01 | [8 empty] | - | 0 | - | -
OCU-CRC150A08-S | 4010869751360 | CC | Outdoor | a) Mid-Low Temp | Mid-Low Temp | iCORE OCU-CRC Series. CO2 Condensing Unit, MT (15,0 kW) / LT (7,0 kW), customized: Suction PRV | CO2 outdoor condensing unit |  |  | x | 2025-10-01 | [8 empty] | - | 0 | - | -
SCU-CRC150A08 | 4010869754040 | CC | Indoor | a) Mid-Low Temp | Mid-Low Temp | iCORE SCU-CRC Series. CO2 Indoor Condensing Unit with High Pressure Fan, MT (15,0 kW) / LT (7,0 kW) | CO2 indoor condensing unit |  |  | x | 2025-10-01 | [8 empty] | - | 0 | - | -
SCU-CRC150A08-C | 4010869754057 | CC | Indoor | a) Mid-Low Temp | Mid-Low Temp | iCORE SCU-CRC Series. CO2 Indoor Condensing Unit with High Pressure Fan, MT (15,0 kW) / LT (7,0 kW), customized: Coating | CO2 indoor condensing unit |  |  | x | 2025-10-01 | [8 empty] | - | 0 | - | -
SCU-CRC150A08-CD | 4010869754064 | CC | Indoor | a) Mid-Low Temp | Mid-Low Temp | iCORE SCU-CRC Series. CO2 Indoor Condensing Unit with High Pressure Fan, MT (15,0 kW) / LT (7,0 kW), customized: Coating + Heat recovery | CO2 indoor condensing unit |  |  | x | 2025-10-01 | [8 empty] | - | 0 | - | -
SCU-CRC150A08-D | 4010869754071 | CC | Indoor | a) Mid-Low Temp | Mid-Low Temp | iCORE SCU-CRC Series. CO2 Indoor Condensing Unit with High Pressure Fan, MT (15,0 kW) / LT (7,0 kW), customized: Heat recovery | CO2 indoor condensing unit |  |  | x | 2025-10-01 | [8 empty] | - | 0 | - | -
LCU-KRC045M08 | 4010869751094 | CC | Indoor | b) Mid Temp | Mid Temp | iCOOL LCU Series. HFO/HFC Compressor Base, MT (5,1 kW) | MT indoor compressor base unit |  |  | x | 2025-10-01 | [8 empty] | - | 0 | - | -
LCU-KRC045M08-H | 4010869751100 | CC | Indoor | b) Mid Temp | Mid Temp | iCOOL LCU Series. HFO/HFC Compressor Base, MT (5,1 kW), customized: Housing | MT indoor compressor base unit |  |  | x | 2025-10-01 | [8 empty] | - | 0 | - | -
LCU-KRC070M08 | 4010869751131 | CC | Indoor | b) Mid Temp | Mid Temp | iCOOL LCU Series. HFO/HFC Compressor Base, MT (7,2 kW) | MT indoor compressor base unit |  |  | x | 2025-10-01 | [8 empty] | - | 0 | - | -
LCU-KRC070M08-H | 4010869751148 | CC | Indoor | b) Mid Temp | Mid Temp | iCOOL LCU Series. HFO/HFC Compressor Base, MT (7,2 kW), customized: Housing | MT indoor compressor base unit |  |  | x | 2025-10-01 | [8 empty] | - | 0 | - | -
LCU-KSC100M08 | 4010869751179 | CC | Indoor | b) Mid Temp | Mid Temp | iCOOL LCU Series. HFO/HFC Compressor Base, MT (10,0 kW) | MT indoor compressor base unit |  |  | x | 2025-10-01 | [8 empty] | - | 0 | - | -
LCU-KSC100M08-H | 4010869751186 | CC | Indoor | b) Mid Temp | Mid Temp | iCOOL LCU Series. HFO/HFC Compressor Base, MT (10,0 kW), customized: Housing | MT indoor compressor base unit |  |  | x | 2025-10-01 | [8 empty] | - | 0 | - | -
LCU-KSC160M08 | 4010869751193 | CC | Indoor | b) Mid Temp | Mid Temp | iCOOL LCU Series. HFO/HFC Compressor Base, MT (16,3 kW) | MT indoor compressor base unit |  |  | x | 2025-10-01 | [8 empty] | - | 0 | - | -
LCU-KSC160M08-H | 4010869751209 | CC | Indoor | b) Mid Temp | Mid Temp | iCOOL LCU Series. HFO/HFC Compressor Base, MT (16,3 kW), customized: Housing | MT indoor compressor base unit |  |  | x | 2025-10-01 | [8 empty] | - | 0 | - | -
LCU-KSC190M08 | 4010869751216 | CC | Indoor | b) Mid Temp | Mid Temp | iCOOL LCU Series. HFO/HFC Compressor Base, MT (19,6 kW) | MT indoor compressor base unit |  |  | x | 2025-10-01 | [8 empty] | - | 0 | - | -
LCU-KSC190M08-H | 4010869751223 | CC | Indoor | b) Mid Temp | Mid Temp | iCOOL LCU Series. HFO/HFC Compressor Base, MT (19,6 kW), customized: Housing | MT indoor compressor base unit |  |  | x | 2025-10-01 | [8 empty] | - | 0 | - | -
LCU-KSC280M08 | 4010869751230 | CC | Indoor | b) Mid Temp | Mid Temp | iCOOL LCU Series. HFO/HFC Compressor Base, MT (27,7 kW) | MT indoor compressor base unit |  |  | x | 2025-10-01 | [8 empty] | - | 0 | - | -
LCU-KSC280M08-H | 4010869751247 | CC | Indoor | b) Mid Temp | Mid Temp | iCOOL LCU Series. HFO/HFC Compressor Base, MT (27,7 kW), customized: Housing | MT indoor compressor base unit |  |  | x | 2025-10-01 | [8 empty] | - | 0 | - | -
LCU-KSC400M08 | 4010869751254 | CC | Indoor | b) Mid Temp | Mid Temp | iCOOL LCU Series. HFO/HFC Compressor Base, MT (38,0 kW) | MT indoor compressor base unit |  |  | x | 2025-10-01 | [8 empty] | - | 0 | - | -
LCU-KSC400M08-H | 4010869751261 | CC | Indoor | b) Mid Temp | Mid Temp | iCOOL LCU Series. HFO/HFC Compressor Base, MT (38,0 kW), customized: Housing | MT indoor compressor base unit |  |  | x | 2025-10-01 | [8 empty] | - | 0 | - | -
OCU-CRC210M08 | 4010869751377 | CC | Outdoor | b) Mid Temp | Mid Temp | iCORE OCU-CRC Series. CO2 Condensing Unit, MT (21,0 kW) | CO2 outdoor condensing unit |  |  | x | 2025-10-01 | [8 empty] | - | 0 | - | -
OCU-CRC210M08-C | 4010869751384 | CC | Outdoor | b) Mid Temp | Mid Temp | iCORE OCU-CRC Series. CO2 Condensing Unit, MT (21,0 kW), customized: Coating | CO2 outdoor condensing unit |  |  | x | 2025-10-01 | [8 empty] | - | 0 | - | -
OCU-KRC045M08 | 4010869751476 | CC | Outdoor | b) Mid Temp | Mid Temp | iCOOL OCU Series. HFO/HFC Condensing Unit, MT (4,5 kW) | MT iCOOL outdoor condensing unit |  |  | x | 2025-10-01 | [8 empty] | - | 0 | - | -
OCU-KRC045M08-C | 4010869751483 | CC | Outdoor | b) Mid Temp | Mid Temp | iCOOL OCU Series. HFO/HFC Condensing Unit, MT (4,5 kW), customized: Coating | MT iCOOL outdoor condensing unit |  |  | x | 2025-10-01 | [8 empty] | - | 0 | - | -
OCU-KRC045M08-CD | 4010869751490 | CC | Outdoor | b) Mid Temp | Mid Temp | iCOOL OCU Series. HFO/HFC Condensing Unit, MT (4,5 kW), customized: Coating + Heat recovery | MT iCOOL outdoor condensing unit |  |  | x | 2025-10-01 | [8 empty] | - | 0 | - | -
OCU-KRC045M08-CDP | 4010869751506 | CC | Outdoor | b) Mid Temp | Mid Temp | iCOOL OCU Series. HFO/HFC Condensing Unit, MT (4,5 kW), customized: Coating + Heat recovery + High pressure fan | MT iCOOL outdoor condensing unit |  |  | x | 2025-10-01 | [8 empty] | - | 0 | - | -
OCU-KRC045M08-CP | 4010869751513 | CC | Outdoor | b) Mid Temp | Mid Temp | iCOOL OCU Series. HFO/HFC Condensing Unit, MT (4,5 kW), customized: Coating + High pressure fan | MT iCOOL outdoor condensing unit |  |  | x | 2025-10-01 | [8 empty] | - | 0 | - | -
OCU-KRC045M08-D | 4010869751520 | CC | Outdoor | b) Mid Temp | Mid Temp | iCOOL OCU Series. HFO/HFC Condensing Unit, MT (4,5 kW), customized: Heat recovery | MT iCOOL outdoor condensing unit |  |  | x | 2025-10-01 | [8 empty] | - | 0 | - | -
OCU-KRC045M08-DP | 4010869751537 | CC | Outdoor | b) Mid Temp | Mid Temp | iCOOL OCU Series. HFO/HFC Condensing Unit, MT (4,5 kW), customized: Heat recovery + High pressure fan | MT iCOOL outdoor condensing unit |  |  | x | 2025-10-01 | [8 empty] | - | 0 | - | -
OCU-KRC045M08-P | 4010869751544 | CC | Outdoor | b) Mid Temp | Mid Temp | iCOOL OCU Series. HFO/HFC Condensing Unit, MT (4,5 kW), customized: High pressure fan | MT iCOOL outdoor condensing unit |  |  | x | 2025-10-01 | [8 empty] | - | 0 | - | -
OCU-KRC070M08 | 4010869751636 | CC | Outdoor | b) Mid Temp | Mid Temp | iCOOL OCU Series. HFO/HFC Condensing Unit, MT (7,0 kW) | MT iCOOL outdoor condensing unit |  |  | x | 2025-10-01 | [8 empty] | - | 0 | - | -
OCU-KRC070M08-C | 4010869751643 | CC | Outdoor | b) Mid Temp | Mid Temp | iCOOL OCU Series. HFO/HFC Condensing Unit, MT (7,0 kW), customized: Coating | MT iCOOL outdoor condensing unit |  |  | x | 2025-10-01 | [8 empty] | - | 0 | - | -
OCU-KRC070M08-CD | 4010869751650 | CC | Outdoor | b) Mid Temp | Mid Temp | iCOOL OCU Series. HFO/HFC Condensing Unit, MT (7,0 kW), customized: Coating + Heat recovery | MT iCOOL outdoor condensing unit |  |  | x | 2025-10-01 | [8 empty] | - | 0 | - | -
OCU-KRC070M08-CDP | 4010869751667 | CC | Outdoor | b) Mid Temp | Mid Temp | iCOOL OCU Series. HFO/HFC Condensing Unit, MT (7,0 kW), customized: Coating + Heat recovery + High pressure fan | MT iCOOL outdoor condensing unit |  |  | x | 2025-10-01 | [8 empty] | - | 0 | - | -
OCU-KRC070M08-CP | 4010869751674 | CC | Outdoor | b) Mid Temp | Mid Temp | iCOOL OCU Series. HFO/HFC Condensing Unit, MT (7,0 kW), customized: Coating + High pressure fan | MT iCOOL outdoor condensing unit |  |  | x | 2025-10-01 | [8 empty] | - | 0 | - | -
OCU-KRC070M08-D | 4010869751681 | CC | Outdoor | b) Mid Temp | Mid Temp | iCOOL OCU Series. HFO/HFC Condensing Unit, MT (7,0 kW), customized: Heat recovery | MT iCOOL outdoor condensing unit |  |  | x | 2025-10-01 | [8 empty] | - | 0 | - | -
OCU-KRC070M08-DP | 4010869751698 | CC | Outdoor | b) Mid Temp | Mid Temp | iCOOL OCU Series. HFO/HFC Condensing Unit, MT (7,0 kW), customized: Heat recovery + High pressure fan | MT iCOOL outdoor condensing unit |  |  | x | 2025-10-01 | [8 empty] | - | 0 | - | -
OCU-KRC070M08-P | 4010869751704 | CC | Outdoor | b) Mid Temp | Mid Temp | iCOOL OCU Series. HFO/HFC Condensing Unit, MT (7,0 kW), customized: High pressure fan | MT iCOOL outdoor condensing unit |  |  | x | 2025-10-01 | [8 empty] | - | 0 | - | -
OCU-KRC100M08 | 4010869751711 | CC | Outdoor | b) Mid Temp | Mid Temp | iCOOL OCU Series. HFO/HFC Condensing Unit, MT (9,0 kW) | MT iCOOL outdoor condensing unit |  |  | x | 2025-10-01 | [8 empty] | - | 0 | - | -
OCU-KRC100M08-C | 4010869751728 | CC | Outdoor | b) Mid Temp | Mid Temp | iCOOL OCU Series. HFO/HFC Condensing Unit, MT (9,0 kW), customized: Coating | MT iCOOL outdoor condensing unit |  |  | x | 2025-10-01 | [8 empty] | - | 0 | - | -
OCU-KRC100M08-CD | 4010869751735 | CC | Outdoor | b) Mid Temp | Mid Temp | iCOOL OCU Series. HFO/HFC Condensing Unit, MT (9,0 kW), customized: Coating + Heat recovery | MT iCOOL outdoor condensing unit |  |  | x | 2025-10-01 | [8 empty] | - | 0 | - | -
OCU-KRC100M08-CDP | 4010869751742 | CC | Outdoor | b) Mid Temp | Mid Temp | iCOOL OCU Series. HFO/HFC Condensing Unit, MT (9,0 kW), customized: Coating + Heat recovery + High pressure fan | MT iCOOL outdoor condensing unit |  |  | x | 2025-10-01 | [8 empty] | - | 0 | - | -
OCU-KRC100M08-CP | 4010869751759 | CC | Outdoor | b) Mid Temp | Mid Temp | iCOOL OCU Series. HFO/HFC Condensing Unit, MT (9,0 kW), customized: Coating + High pressure fan | MT iCOOL outdoor condensing unit |  |  | x | 2025-10-01 | [8 empty] | - | 0 | - | -
OCU-KRC100M08-D | 4010869751766 | CC | Outdoor | b) Mid Temp | Mid Temp | iCOOL OCU Series. HFO/HFC Condensing Unit, MT (9,0 kW), customized: Heat recovery | MT iCOOL outdoor condensing unit |  |  | x | 2025-10-01 | [8 empty] | - | 0 | - | -
OCU-KRC100M08-DP | 4010869751773 | CC | Outdoor | b) Mid Temp | Mid Temp | iCOOL OCU Series. HFO/HFC Condensing Unit, MT (9,0 kW), customized: Heat recovery + High pressure fan | MT iCOOL outdoor condensing unit |  |  | x | 2025-10-01 | [8 empty] | - | 0 | - | -
OCU-KRC100M08-P | 4010869751780 | CC | Outdoor | b) Mid Temp | Mid Temp | iCOOL OCU Series. HFO/HFC Condensing Unit, MT (9,0 kW), customized: High pressure fan | MT iCOOL outdoor condensing unit |  |  | x | 2025-10-01 | [8 empty] | - | 0 | - | -
OCU-KRE025M05 | 4010869743853 | CC | Outdoor | b) Mid Temp | Mid Temp | iCOOL OCU Series. HFO/HFC Simple Engineering Condensing Unit, MT (2,5 kW) | MT iCOOL outdoor condensing unit |  |  | x | 2025-10-01 | [8 empty] | - | 0 | - | -
OCU-KRE045M05 | 4010869751827 | CC | Outdoor | b) Mid Temp | Mid Temp | iCOOL OCU Series. HFO/HFC Simple Engineering Condensing Unit, MT (4,5 kW) | MT iCOOL outdoor condensing unit |  |  | x | 2025-10-01 | [8 empty] | - | 0 | - | -
OCU-KRE070M05 | 4010869751834 | CC | Outdoor | b) Mid Temp | Mid Temp | iCOOL OCU Series. HFO/HFC Simple Engineering Condensing Unit, MT (6,5 kW) | MT iCOOL outdoor condensing unit |  |  | x | 2025-10-01 | [8 empty] | - | 0 | - | -
OCU-KSC120M08 | 4010869751889 | CC | Outdoor | b) Mid Temp | Mid Temp | iCOOL OCU Series. HFO/HFC Condensing Unit, MT (12,0 kW) | MT iCOOL outdoor condensing unit |  |  | x | 2025-10-01 | [8 empty] | - | 0 | - | -
OCU-KSC120M08-C | 4010869751896 | CC | Outdoor | b) Mid Temp | Mid Temp | iCOOL OCU Series. HFO/HFC Condensing Unit, MT (12,0 kW), customized: Coating | MT iCOOL outdoor condensing unit |  |  | x | 2025-10-01 | [8 empty] | - | 0 | - | -
OCU-KSC120M08-CD | 4010869751902 | CC | Outdoor | b) Mid Temp | Mid Temp | iCOOL OCU Series. HFO/HFC Condensing Unit, MT (12,0 kW), customized: Coating + Heat recovery | MT iCOOL outdoor condensing unit |  |  | x | 2025-10-01 | [8 empty] | - | 0 | - | -
OCU-KSC120M08-CDP | 4010869751919 | CC | Outdoor | b) Mid Temp | Mid Temp | iCOOL OCU Series. HFO/HFC Condensing Unit, MT (12,0 kW), customized: Coating + Heat recovery + High pressure fan | MT iCOOL outdoor condensing unit |  |  | x | 2025-10-01 | [8 empty] | - | 0 | - | -
OCU-KSC120M08-CP | 4010869751926 | CC | Outdoor | b) Mid Temp | Mid Temp | iCOOL OCU Series. HFO/HFC Condensing Unit, MT (12,0 kW), customized: Coating + High pressure fan | MT iCOOL outdoor condensing unit |  |  | x | 2025-10-01 | [8 empty] | - | 0 | - | -
OCU-KSC120M08-D | 4010869751933 | CC | Outdoor | b) Mid Temp | Mid Temp | iCOOL OCU Series. HFO/HFC Condensing Unit, MT (12,0 kW), customized: Heat recovery | MT iCOOL outdoor condensing unit |  |  | x | 2025-10-01 | [8 empty] | - | 0 | - | -
OCU-KSC120M08-DP | 4010869751940 | CC | Outdoor | b) Mid Temp | Mid Temp | iCOOL OCU Series. HFO/HFC Condensing Unit, MT (12,0 kW), customized: Heat recovery + High pressure fan | MT iCOOL outdoor condensing unit |  |  | x | 2025-10-01 | [8 empty] | - | 0 | - | -
OCU-KSC120M08-P | 4010869751957 | CC | Outdoor | b) Mid Temp | Mid Temp | iCOOL OCU Series. HFO/HFC Condensing Unit, MT (12,0 kW), customized: High pressure fan | MT iCOOL outdoor condensing unit |  |  | x | 2025-10-01 | [8 empty] | - | 0 | - | -
OCU-KSC150M08 | 4010869752008 | CC | Outdoor | b) Mid Temp | Mid Temp | iCOOL OCU Series. HFO/HFC Condensing Unit, MT (15,0 kW) | MT iCOOL outdoor condensing unit |  |  | x | 2025-10-01 | [8 empty] | - | 0 | - | -
OCU-KSC150M08-C | 4010869752015 | CC | Outdoor | b) Mid Temp | Mid Temp | iCOOL OCU Series. HFO/HFC Condensing Unit, MT (15,0 kW), customized: Coating | MT iCOOL outdoor condensing unit |  |  | x | 2025-10-01 | [8 empty] | - | 0 | - | -
OCU-KSC150M08-CD | 4010869752022 | CC | Outdoor | b) Mid Temp | Mid Temp | iCOOL OCU Series. HFO/HFC Condensing Unit, MT (15,0 kW), customized: Coating + Heat recovery | MT iCOOL outdoor condensing unit |  |  | x | 2025-10-01 | [8 empty] | - | 0 | - | -
OCU-KSC150M08-CDP | 4010869752039 | CC | Outdoor | b) Mid Temp | Mid Temp | iCOOL OCU Series. HFO/HFC Condensing Unit, MT (15,0 kW), customized: Coating + Heat recovery + High pressure fan | MT iCOOL outdoor condensing unit |  |  | x | 2025-10-01 | [8 empty] | - | 0 | - | -
OCU-KSC150M08-CP | 4010869752046 | CC | Outdoor | b) Mid Temp | Mid Temp | iCOOL OCU Series. HFO/HFC Condensing Unit, MT (15,0 kW), customized: Coating + High pressure fan | MT iCOOL outdoor condensing unit |  |  | x | 2025-10-01 | [8 empty] | - | 0 | - | -
OCU-KSC150M08-D | 4010869752053 | CC | Outdoor | b) Mid Temp | Mid Temp | iCOOL OCU Series. HFO/HFC Condensing Unit, MT (15,0 kW), customized: Heat recovery | MT iCOOL outdoor condensing unit |  |  | x | 2025-10-01 | [8 empty] | - | 0 | - | -
OCU-KSC150M08-DP | 4010869752060 | CC | Outdoor | b) Mid Temp | Mid Temp | iCOOL OCU Series. HFO/HFC Condensing Unit, MT (15,0 kW), customized: Heat recovery + High pressure fan | MT iCOOL outdoor condensing unit |  |  | x | 2025-10-01 | [8 empty] | - | 0 | - | -
OCU-KSC150M08-P | 4010869752077 | CC | Outdoor | b) Mid Temp | Mid Temp | iCOOL OCU Series. HFO/HFC Condensing Unit, MT (15,0 kW), customized: High pressure fan | MT iCOOL outdoor condensing unit |  |  | x | 2025-10-01 | [8 empty] | - | 0 | - | -
OCU-KSC160M08 | 4010869752084 | CC | Outdoor | b) Mid Temp | Mid Temp | iCOOL OCU Series. HFO/HFC Condensing Unit, MT (16,0 kW) | MT iCOOL outdoor condensing unit |  |  | x | 2025-10-01 | [8 empty] | - | 0 | - | -
OCU-KSC160M08-C | 4010869752091 | CC | Outdoor | b) Mid Temp | Mid Temp | iCOOL OCU Series. HFO/HFC Condensing Unit, MT (16,0 kW), customized: Coating | MT iCOOL outdoor condensing unit |  |  | x | 2025-10-01 | [8 empty] | - | 0 | - | -
OCU-KSC160M08-CD | 4010869752107 | CC | Outdoor | b) Mid Temp | Mid Temp | iCOOL OCU Series. HFO/HFC Condensing Unit, MT (16,0 kW), customized: Coating + Heat recovery | MT iCOOL outdoor condensing unit |  |  | x | 2025-10-01 | [8 empty] | - | 0 | - | -
OCU-KSC160M08-D | 4010869752114 | CC | Outdoor | b) Mid Temp | Mid Temp | iCOOL OCU Series. HFO/HFC Condensing Unit, MT (16,0 kW), customized: Heat recovery | MT iCOOL outdoor condensing unit |  |  | x | 2025-10-01 | [8 empty] | - | 0 | - | -
OCU-KSC160M08-DVX | 4010869752121 | CC | Outdoor | b) Mid Temp | Mid Temp | iCOOL OCU Series. HFO/HFC Condensing Unit, MT (16,0 kW), customized: Heat recovery + Close valve on receiver + Dixell controller | MT iCOOL outdoor condensing unit |  |  | x | 2025-10-01 | [8 empty] | - | 0 | - | -
OCU-KSC190M08 | 4010869752138 | CC | Outdoor | b) Mid Temp | Mid Temp | iCOOL OCU Series. HFO/HFC Condensing Unit, MT (19,0 kW) | MT iCOOL outdoor condensing unit |  |  | x | 2025-10-01 | [8 empty] | - | 0 | - | -
OCU-KSC190M08-C | 4010869752145 | CC | Outdoor | b) Mid Temp | Mid Temp | iCOOL OCU Series. HFO/HFC Condensing Unit, MT (19,0 kW), customized: Coating | MT iCOOL outdoor condensing unit |  |  | x | 2025-10-01 | [8 empty] | - | 0 | - | -
OCU-KSC190M08-CD | 4010869752152 | CC | Outdoor | b) Mid Temp | Mid Temp | iCOOL OCU Series. HFO/HFC Condensing Unit, MT (19,0 kW), customized: Coating + Heat recovery | MT iCOOL outdoor condensing unit |  |  | x | 2025-10-01 | [8 empty] | - | 0 | - | -
OCU-KSC190M08-D | 4010869752169 | CC | Outdoor | b) Mid Temp | Mid Temp | iCOOL OCU Series. HFO/HFC Condensing Unit, MT (19,0 kW), customized: Heat recovery | MT iCOOL outdoor condensing unit |  |  | x | 2025-10-01 | [8 empty] | - | 0 | - | -
OCU-KSC240M08 | 4010869752176 | CC | Outdoor | b) Mid Temp | Mid Temp | iCOOL OCU Series. HFO/HFC Condensing Unit, MT (24,0 kW) | MT iCOOL outdoor condensing unit |  |  | x | 2025-10-01 | [8 empty] | - | 0 | - | -
OCU-KSC240M08-C | 4010869752183 | CC | Outdoor | b) Mid Temp | Mid Temp | iCOOL OCU Series. HFO/HFC Condensing Unit, MT (24,0 kW), customized: Coating | MT iCOOL outdoor condensing unit |  |  | x | 2025-10-01 | [8 empty] | - | 0 | - | -
OCU-KSC240M08-CD | 4010869752190 | CC | Outdoor | b) Mid Temp | Mid Temp | iCOOL OCU Series. HFO/HFC Condensing Unit, MT (24,0 kW), customized: Coating + Heat recovery | MT iCOOL outdoor condensing unit |  |  | x | 2025-10-01 | [8 empty] | - | 0 | - | -
OCU-KSC240M08-D | 4010869752206 | CC | Outdoor | b) Mid Temp | Mid Temp | iCOOL OCU Series. HFO/HFC Condensing Unit, MT (24,0 kW), customized: Heat recovery | MT iCOOL outdoor condensing unit |  |  | x | 2025-10-01 | [8 empty] | - | 0 | - | -
OCU-KSC240M08-DVX | 4010869752213 | CC | Outdoor | b) Mid Temp | Mid Temp | iCOOL OCU Series. HFO/HFC Condensing Unit, MT (24,0 kW), customized: Heat recovery + Close valve on receiver + Dixell controller | MT iCOOL outdoor condensing unit |  |  | x | 2025-10-01 | [8 empty] | - | 0 | - | -
OCU-KSC280M08 | 4010869752220 | CC | Outdoor | b) Mid Temp | Mid Temp | iCOOL OCU Series. HFO/HFC Condensing Unit, MT (28,0 kW) | MT iCOOL outdoor condensing unit |  |  | x | 2025-10-01 | [8 empty] | - | 0 | - | -
OCU-KSC280M08-C | 4010869752237 | CC | Outdoor | b) Mid Temp | Mid Temp | iCOOL OCU Series. HFO/HFC Condensing Unit, MT (28,0 kW), customized: Coating | MT iCOOL outdoor condensing unit |  |  | x | 2025-10-01 | [8 empty] | - | 0 | - | -
OCU-KSC280M08-CD | 4010869752244 | CC | Outdoor | b) Mid Temp | Mid Temp | iCOOL OCU Series. HFO/HFC Condensing Unit, MT (28,0 kW), customized: Coating + Heat recovery | MT iCOOL outdoor condensing unit |  |  | x | 2025-10-01 | [8 empty] | - | 0 | - | -
OCU-KSC280M08-D | 4010869752251 | CC | Outdoor | b) Mid Temp | Mid Temp | iCOOL OCU Series. HFO/HFC Condensing Unit, MT (28,0 kW), customized: Heat recovery | MT iCOOL outdoor condensing unit |  |  | x | 2025-10-01 | [8 empty] | - | 0 | - | -
OCU-KSC400M08 | 4010869752268 | CC | Outdoor | b) Mid Temp | Mid Temp | iCOOL OCU Series. HFO/HFC Condensing Unit, MT (40,0 kW) | MT iCOOL outdoor condensing unit |  |  | x | 2025-10-01 | [8 empty] | - | 0 | - | -
OCU-KSC400M08-D | 4010869752275 | CC | Outdoor | b) Mid Temp | Mid Temp | iCOOL OCU Series. HFO/HFC Condensing Unit, MT (40,0 kW), customized: Heat recovery | MT iCOOL outdoor condensing unit |  |  | x | 2025-10-01 | [8 empty] | - | 0 | - | -
OCU-KSC420M08 | 4010869752282 | CC | Outdoor | b) Mid Temp | Mid Temp | iCOOL OCU Series. HFO/HFC Condensing Unit, MT (42,0 kW) | MT iCOOL outdoor condensing unit |  |  | x | 2025-10-01 | [8 empty] | - | 0 | - | -
OCU-KSC420M08-D | 4010869752299 | CC | Outdoor | b) Mid Temp | Mid Temp | iCOOL OCU Series. HFO/HFC Condensing Unit, MT (42,0 kW), customized: Heat recovery | MT iCOOL outdoor condensing unit |  |  | x | 2025-10-01 | [8 empty] | - | 0 | - | -
OCU-LRC100M08 | 4010869752305 | CC | Outdoor | b) Mid Temp | Mid Temp | iCOOL OCU Series. HFO/HFC A2L-ready Simple Engineering Condensing Unit, MT (10,0 kW) | MT iCOOL A2L-ready outdoor condensing unit |  |  | x | 2025-10-01 | [8 empty] | - | 0 | - | -
OCU-LRC100M08-C | 4010869752312 | CC | Outdoor | b) Mid Temp | Mid Temp | iCOOL OCU Series. HFO/HFC A2L-ready Simple Engineering Condensing Unit, MT (10,0 kW), customized: Coating | MT iCOOL A2L-ready outdoor condensing unit |  |  | x | 2025-10-01 | [8 empty] | - | 0 | - | -
OCU-LRC100M08-CD | 4010869752329 | CC | Outdoor | b) Mid Temp | Mid Temp | iCOOL OCU Series. HFO/HFC A2L-ready Simple Engineering Condensing Unit, MT (10,0 kW), customized: Coating + Heat recovery | MT iCOOL A2L-ready outdoor condensing unit |  |  | x | 2025-10-01 | [8 empty] | - | 0 | - | -
OCU-LRC100M08-D | 4010869752336 | CC | Outdoor | b) Mid Temp | Mid Temp | iCOOL OCU Series. HFO/HFC A2L-ready Simple Engineering Condensing Unit, MT (10,0 kW), customized: Heat recovery | MT iCOOL A2L-ready outdoor condensing unit |  |  | x | 2025-10-01 | [8 empty] | - | 0 | - | -
SCU-KSC160M08 | 4010869754125 | CC | Indoor | b) Mid Temp | Mid Temp | iCOOL SCU Series. HFO/HFC Indoor Condensing Unit with High Pressure Fan, MT (16,0 kW) | MT iCOOL indoor condensing unit |  |  | x | 2025-10-01 | [8 empty] | - | 0 | - | -
SCU-KSC160M08-C | 4010869754132 | CC | Indoor | b) Mid Temp | Mid Temp | iCOOL SCU Series. HFO/HFC Indoor Condensing Unit with High Pressure Fan, MT (16,0 kW), customized: Coating | MT iCOOL indoor condensing unit |  |  | x | 2025-10-01 | [8 empty] | - | 0 | - | -
SCU-KSC160M08-CD | 4010869754149 | CC | Indoor | b) Mid Temp | Mid Temp | iCOOL SCU Series. HFO/HFC Indoor Condensing Unit with High Pressure Fan, MT (16,0 kW), customized: Coating + Heat recovery | MT iCOOL indoor condensing unit |  |  | x | 2025-10-01 | [8 empty] | - | 0 | - | -
SCU-KSC160M08-D | 4010869754156 | CC | Indoor | b) Mid Temp | Mid Temp | iCOOL SCU Series. HFO/HFC Indoor Condensing Unit with High Pressure Fan, MT (16,0 kW), customized: Heat recovery | MT iCOOL indoor condensing unit |  |  | x | 2025-10-01 | [8 empty] | - | 0 | - | -
SCU-KSC190M08 | 4010869754163 | CC | Indoor | b) Mid Temp | Mid Temp | iCOOL SCU Series. HFO/HFC Indoor Condensing Unit with High Pressure Fan, MT (19,0 kW) | MT iCOOL indoor condensing unit |  |  | x | 2025-10-01 | [8 empty] | - | 0 | - | -
SCU-KSC190M08-C | 4010869754170 | CC | Indoor | b) Mid Temp | Mid Temp | iCOOL SCU Series. HFO/HFC Indoor Condensing Unit with High Pressure Fan, MT (19,0 kW), customized: Coating | MT iCOOL indoor condensing unit |  |  | x | 2025-10-01 | [8 empty] | - | 0 | - | -
SCU-KSC190M08-CD | 4010869754187 | CC | Indoor | b) Mid Temp | Mid Temp | iCOOL SCU Series. HFO/HFC Indoor Condensing Unit with High Pressure Fan, MT (19,0 kW), customized: Coating + Heat recovery | MT iCOOL indoor condensing unit |  |  | x | 2025-10-01 | [8 empty] | - | 0 | - | -
SCU-KSC190M08-D | 4010869754194 | CC | Indoor | b) Mid Temp | Mid Temp | iCOOL SCU Series. HFO/HFC Indoor Condensing Unit with High Pressure Fan, MT (19,0 kW), customized: Heat recovery | MT iCOOL indoor condensing unit |  |  | x | 2025-10-01 | [8 empty] | - | 0 | - | -
WCU-KRC045M08 | 4010869754248 | CC | Indoor | b) Mid Temp | Mid Temp | iCOOL WCU Series. HFO/HFC Water/Glycol-Cooled Condensing Unit, MT (5,1 kW) | MT indoor water-cooled condensing unit |  |  | x | 2025-10-01 | [8 empty] | - | 0 | - | -
WCU-KRC045M08-H | 4010869754255 | CC | Indoor | b) Mid Temp | Mid Temp | iCOOL WCU Series. HFO/HFC Water/Glycol-Cooled Condensing Unit, MT (5,1 kW), customized: Housing | MT indoor water-cooled condensing unit |  |  | x | 2025-10-01 | [8 empty] | - | 0 | - | -
WCU-KRC070M08 | 4010869754286 | CC | Indoor | b) Mid Temp | Mid Temp | iCOOL WCU Series. HFO/HFC Water/Glycol-Cooled Condensing Unit, MT (7,2 kW) | MT indoor water-cooled condensing unit |  |  | x | 2025-10-01 | [8 empty] | - | 0 | - | -
WCU-KRC070M08-H | 4010869754293 | CC | Indoor | b) Mid Temp | Mid Temp | iCOOL WCU Series. HFO/HFC Water/Glycol-Cooled Condensing Unit, MT (7,2 kW), customized: Housing | MT indoor water-cooled condensing unit |  |  | x | 2025-10-01 | [8 empty] | - | 0 | - | -
WCU-KSC100M08 | 4010869754323 | CC | Indoor | b) Mid Temp | Mid Temp | iCOOL WCU Series. HFO/HFC Water/Glycol-Cooled Condensing Unit, MT (10,0 kW) | MT indoor water-cooled condensing unit |  |  | x | 2025-10-01 | [8 empty] | - | 0 | - | -
WCU-KSC100M08-H | 4010869754330 | CC | Indoor | b) Mid Temp | Mid Temp | iCOOL WCU Series. HFO/HFC Water/Glycol-Cooled Condensing Unit, MT (10,0 kW), customized: Housing | MT indoor water-cooled condensing unit |  |  | x | 2025-10-01 | [8 empty] | - | 0 | - | -
WCU-KSC160M08 | 4010869754347 | CC | Indoor | b) Mid Temp | Mid Temp | iCOOL WCU Series. HFO/HFC Water/Glycol-Cooled Condensing Unit, MT (16,3 kW) | MT indoor water-cooled condensing unit |  |  | x | 2025-10-01 | [8 empty] | - | 0 | - | -
WCU-KSC160M08-H | 4010869754354 | CC | Indoor | b) Mid Temp | Mid Temp | iCOOL WCU Series. HFO/HFC Water/Glycol-Cooled Condensing Unit, MT (16,3 kW), customized: Housing | MT indoor water-cooled condensing unit |  |  | x | 2025-10-01 | [8 empty] | - | 0 | - | -
WCU-KSC190M08 | 4010869754361 | CC | Indoor | b) Mid Temp | Mid Temp | iCOOL WCU Series. HFO/HFC Water/Glycol-Cooled Condensing Unit, MT (19,6 kW) | MT indoor water-cooled condensing unit |  |  | x | 2025-10-01 | [8 empty] | - | 0 | - | -
WCU-KSC190M08-H | 4010869754378 | CC | Indoor | b) Mid Temp | Mid Temp | iCOOL WCU Series. HFO/HFC Water/Glycol-Cooled Condensing Unit, MT (19,6 kW), customized: Housing | MT indoor water-cooled condensing unit |  |  | x | 2025-10-01 | [8 empty] | - | 0 | - | -
WCU-KSC280M08 | 4010869754385 | CC | Indoor | b) Mid Temp | Mid Temp | iCOOL WCU Series. HFO/HFC Water/Glycol-Cooled Condensing Unit, MT (27,7kW) | MT indoor water-cooled condensing unit |  |  | x | 2025-10-01 | [8 empty] | - | 0 | - | -
WCU-KSC280M08-H | 4010869754392 | CC | Indoor | b) Mid Temp | Mid Temp | iCOOL WCU Series. HFO/HFC Water/Glycol-Cooled Condensing Unit, MT (27,7 kW), customized: Housing | MT indoor water-cooled condensing unit |  |  | x | 2025-10-01 | [8 empty] | - | 0 | - | -
WCU-KSC400M08 | 4010869754408 | CC | Indoor | b) Mid Temp | Mid Temp | iCOOL WCU Series. HFO/HFC Water/Glycol-Cooled Condensing Unit, MT (38,0 kW) | MT indoor water-cooled condensing unit |  |  | x | 2025-10-01 | [8 empty] | - | 0 | - | -
WCU-KSC400M08-H | 4010869754415 | CC | Indoor | b) Mid Temp | Mid Temp | iCOOL WCU Series. HFO/HFC Water/Glycol-Cooled Condensing Unit, MT (38,0 kW), customized: Housing | MT indoor water-cooled condensing unit |  |  | x | 2025-10-01 | [8 empty] | - | 0 | - | -
Note on V902: [Comentario encadenado] Su versión de Excel le permite leer este comentario encadenado; sin embargo, las ediciones que se apliquen se quitarán si el archivo se abre en una versión más reciente de Excel. Más información: https://go.microsoft.com/fwlink/?linkid=870924 Comentario: A few pressures inside, but not considered “pre-charge”. During the commissioning, the “full charge” is required.
Note on V903: [Comentario encadenado] Su versión de Excel le permite leer este comentario encadenado; sin embargo, las ediciones que se apliquen se quitarán si el archivo se abre en una versión más reciente de Excel. Más información: https://go.microsoft.com/fwlink/?linkid=870924 Comentario: A few pressures inside, but not considered “pre-charge”. During the commissioning, the “full charge” is required.
Note on V904: [Comentario encadenado] Su versión de Excel le permite leer este comentario encadenado; sin embargo, las ediciones que se apliquen se quitarán si el archivo se abre en una versión más reciente de Excel. Más información: https://go.microsoft.com/fwlink/?linkid=870924 Comentario: A few pressures inside, but not considered “pre-charge”. During the commissioning, the “full charge” is required.
Note on V905: [Comentario encadenado] Su versión de Excel le permite leer este comentario encadenado; sin embargo, las ediciones que se apliquen se quitarán si el archivo se abre en una versión más reciente de Excel. Más información: https://go.microsoft.com/fwlink/?linkid=870924 Comentario: A few pressures inside, but not considered “pre-charge”. During the commissioning, the “full charge” is required.
Note on V906: [Comentario encadenado] Su versión de Excel le permite leer este comentario encadenado; sin embargo, las ediciones que se apliquen se quitarán si el archivo se abre en una versión más reciente de Excel. Más información: https://go.microsoft.com/fwlink/?linkid=870924 Comentario: A few pressures inside, but not considered “pre-charge”. During the commissioning, the “full charge” is required.
Note on V907: [Comentario encadenado] Su versión de Excel le permite leer este comentario encadenado; sin embargo, las ediciones que se apliquen se quitarán si el archivo se abre en una versión más reciente de Excel. Más información: https://go.microsoft.com/fwlink/?linkid=870924 Comentario: A few pressures inside, but not considered “pre-charge”. During the commissioning, the “full charge” is required.
Note on V908: [Comentario encadenado] Su versión de Excel le permite leer este comentario encadenado; sin embargo, las ediciones que se apliquen se quitarán si el archivo se abre en una versión más reciente de Excel. Más información: https://go.microsoft.com/fwlink/?linkid=870924 Comentario: A few pressures inside, but not considered “pre-charge”. During the commissioning, the “full charge” is required.
Note on V909: [Comentario encadenado] Su versión de Excel le permite leer este comentario encadenado; sin embargo, las ediciones que se apliquen se quitarán si el archivo se abre en una versión más reciente de Excel. Más información: https://go.microsoft.com/fwlink/?linkid=870924 Comentario: A few pressures inside, but not considered “pre-charge”. During the commissioning, the “full charge” is required.
Note on V910: [Comentario encadenado] Su versión de Excel le permite leer este comentario encadenado; sin embargo, las ediciones que se apliquen se quitarán si el archivo se abre en una versión más reciente de Excel. Más información: https://go.microsoft.com/fwlink/?linkid=870924 Comentario: A few pressures inside, but not considered “pre-charge”. During the commissioning, the “full charge” is required.
Note on V911: [Comentario encadenado] Su versión de Excel le permite leer este comentario encadenado; sin embargo, las ediciones que se apliquen se quitarán si el archivo se abre en una versión más reciente de Excel. Más información: https://go.microsoft.com/fwlink/?linkid=870924 Comentario: A few pressures inside, but not considered “pre-charge”. During the commissioning, the “full charge” is required.
Note on V912: [Comentario encadenado] Su versión de Excel le permite leer este comentario encadenado; sin embargo, las ediciones que se apliquen se quitarán si el archivo se abre en una versión más reciente de Excel. Más información: https://go.microsoft.com/fwlink/?linkid=870924 Comentario: A few pressures inside, but not considered “pre-charge”. During the commissioning, the “full charge” is required.
Note on V913: [Comentario encadenado] Su versión de Excel le permite leer este comentario encadenado; sin embargo, las ediciones que se apliquen se quitarán si el archivo se abre en una versión más reciente de Excel. Más información: https://go.microsoft.com/fwlink/?linkid=870924 Comentario: A few pressures inside, but not considered “pre-charge”. During the commissioning, the “full charge” is required.
Note on U946: [Comentario encadenado] Su versión de Excel le permite leer este comentario encadenado; sin embargo, las ediciones que se apliquen se quitarán si el archivo se abre en una versión más reciente de Excel. Más información: https://go.microsoft.com/fwlink/?linkid=870924 Comentario: No refrigerant. Filled with dry nitrogen (N2): iCOOL ~3 bar, iCORE ~10 bar
Note on U947: [Comentario encadenado] Su versión de Excel le permite leer este comentario encadenado; sin embargo, las ediciones que se apliquen se quitarán si el archivo se abre en una versión más reciente de Excel. Más información: https://go.microsoft.com/fwlink/?linkid=870924 Comentario: No refrigerant. Filled with dry nitrogen (N2): iCOOL ~3 bar, iCORE ~10 bar
Note on U948: [Comentario encadenado] Su versión de Excel le permite leer este comentario encadenado; sin embargo, las ediciones que se apliquen se quitarán si el archivo se abre en una versión más reciente de Excel. Más información: https://go.microsoft.com/fwlink/?linkid=870924 Comentario: No refrigerant. Filled with dry nitrogen (N2): iCOOL ~3 bar, iCORE ~10 bar
Note on U949: [Comentario encadenado] Su versión de Excel le permite leer este comentario encadenado; sin embargo, las ediciones que se apliquen se quitarán si el archivo se abre en una versión más reciente de Excel. Más información: https://go.microsoft.com/fwlink/?linkid=870924 Comentario: No refrigerant. Filled with dry nitrogen (N2): iCOOL ~3 bar, iCORE ~10 bar
Note on U950: [Comentario encadenado] Su versión de Excel le permite leer este comentario encadenado; sin embargo, las ediciones que se apliquen se quitarán si el archivo se abre en una versión más reciente de Excel. Más información: https://go.microsoft.com/fwlink/?linkid=870924 Comentario: No refrigerant. Filled with dry nitrogen (N2): iCOOL ~3 bar, iCORE ~10 bar
Note on U951: [Comentario encadenado] Su versión de Excel le permite leer este comentario encadenado; sin embargo, las ediciones que se apliquen se quitarán si el archivo se abre en una versión más reciente de Excel. Más información: https://go.microsoft.com/fwlink/?linkid=870924 Comentario: No refrigerant. Filled with dry nitrogen (N2): iCOOL ~3 bar, iCORE ~10 bar
Note on U952: [Comentario encadenado] Su versión de Excel le permite leer este comentario encadenado; sin embargo, las ediciones que se apliquen se quitarán si el archivo se abre en una versión más reciente de Excel. Más información: https://go.microsoft.com/fwlink/?linkid=870924 Comentario: No refrigerant. Filled with dry nitrogen (N2): iCOOL ~3 bar, iCORE ~10 bar
Note on U953: [Comentario encadenado] Su versión de Excel le permite leer este comentario encadenado; sin embargo, las ediciones que se apliquen se quitarán si el archivo se abre en una versión más reciente de Excel. Más información: https://go.microsoft.com/fwlink/?linkid=870924 Comentario: No refrigerant. Filled with dry nitrogen (N2): iCOOL ~3 bar, iCORE ~10 bar
Note on U954: [Comentario encadenado] Su versión de Excel le permite leer este comentario encadenado; sin embargo, las ediciones que se apliquen se quitarán si el archivo se abre en una versión más reciente de Excel. Más información: https://go.microsoft.com/fwlink/?linkid=870924 Comentario: No refrigerant. Filled with dry nitrogen (N2): iCOOL ~3 bar, iCORE ~10 bar
Note on U955: [Comentario encadenado] Su versión de Excel le permite leer este comentario encadenado; sin embargo, las ediciones que se apliquen se quitarán si el archivo se abre en una versión más reciente de Excel. Más información: https://go.microsoft.com/fwlink/?linkid=870924 Comentario: No refrigerant. Filled with dry nitrogen (N2): iCOOL ~3 bar, iCORE ~10 bar
Note on U956: [Comentario encadenado] Su versión de Excel le permite leer este comentario encadenado; sin embargo, las ediciones que se apliquen se quitarán si el archivo se abre en una versión más reciente de Excel. Más información: https://go.microsoft.com/fwlink/?linkid=870924 Comentario: No refrigerant. Filled with dry nitrogen (N2): iCOOL ~3 bar, iCORE ~10 bar
Note on U957: [Comentario encadenado] Su versión de Excel le permite leer este comentario encadenado; sin embargo, las ediciones que se apliquen se quitarán si el archivo se abre en una versión más reciente de Excel. Más información: https://go.microsoft.com/fwlink/?linkid=870924 Comentario: No refrigerant. Filled with dry nitrogen (N2): iCOOL ~3 bar, iCORE ~10 bar
Note on U958: [Comentario encadenado] Su versión de Excel le permite leer este comentario encadenado; sin embargo, las ediciones que se apliquen se quitarán si el archivo se abre en una versión más reciente de Excel. Más información: https://go.microsoft.com/fwlink/?linkid=870924 Comentario: No refrigerant. Filled with dry nitrogen (N2): iCOOL ~3 bar, iCORE ~10 bar
Note on U959: [Comentario encadenado] Su versión de Excel le permite leer este comentario encadenado; sin embargo, las ediciones que se apliquen se quitarán si el archivo se abre en una versión más reciente de Excel. Más información: https://go.microsoft.com/fwlink/?linkid=870924 Comentario: No refrigerant. Filled with dry nitrogen (N2): iCOOL ~3 bar, iCORE ~10 bar
Note on U960: [Comentario encadenado] Su versión de Excel le permite leer este comentario encadenado; sin embargo, las ediciones que se apliquen se quitarán si el archivo se abre en una versión más reciente de Excel. Más información: https://go.microsoft.com/fwlink/?linkid=870924 Comentario: No refrigerant. Filled with dry nitrogen (N2): iCOOL ~3 bar, iCORE ~10 bar
Note on U961: [Comentario encadenado] Su versión de Excel le permite leer este comentario encadenado; sin embargo, las ediciones que se apliquen se quitarán si el archivo se abre en una versión más reciente de Excel. Más información: https://go.microsoft.com/fwlink/?linkid=870924 Comentario: No refrigerant. Filled with dry nitrogen (N2): iCOOL ~3 bar, iCORE ~10 bar
Note on U962: [Comentario encadenado] Su versión de Excel le permite leer este comentario encadenado; sin embargo, las ediciones que se apliquen se quitarán si el archivo se abre en una versión más reciente de Excel. Más información: https://go.microsoft.com/fwlink/?linkid=870924 Comentario: No refrigerant. Filled with dry nitrogen (N2): iCOOL ~3 bar, iCORE ~10 bar
Note on U963: [Comentario encadenado] Su versión de Excel le permite leer este comentario encadenado; sin embargo, las ediciones que se apliquen se quitarán si el archivo se abre en una versión más reciente de Excel. Más información: https://go.microsoft.com/fwlink/?linkid=870924 Comentario: No refrigerant. Filled with dry nitrogen (N2): iCOOL ~3 bar, iCORE ~10 bar
Note on U964: [Comentario encadenado] Su versión de Excel le permite leer este comentario encadenado; sin embargo, las ediciones que se apliquen se quitarán si el archivo se abre en una versión más reciente de Excel. Más información: https://go.microsoft.com/fwlink/?linkid=870924 Comentario: No refrigerant. Filled with dry nitrogen (N2): iCOOL ~3 bar, iCORE ~10 bar
Note on U965: [Comentario encadenado] Su versión de Excel le permite leer este comentario encadenado; sin embargo, las ediciones que se apliquen se quitarán si el archivo se abre en una versión más reciente de Excel. Más información: https://go.microsoft.com/fwlink/?linkid=870924 Comentario: No refrigerant. Filled with dry nitrogen (N2): iCOOL ~3 bar, iCORE ~10 bar
Note on U966: [Comentario encadenado] Su versión de Excel le permite leer este comentario encadenado; sin embargo, las ediciones que se apliquen se quitarán si el archivo se abre en una versión más reciente de Excel. Más información: https://go.microsoft.com/fwlink/?linkid=870924 Comentario: No refrigerant. Filled with dry nitrogen (N2): iCOOL ~3 bar, iCORE ~10 bar
Note on U967: [Comentario encadenado] Su versión de Excel le permite leer este comentario encadenado; sin embargo, las ediciones que se apliquen se quitarán si el archivo se abre en una versión más reciente de Excel. Más información: https://go.microsoft.com/fwlink/?linkid=870924 Comentario: No refrigerant. Filled with dry nitrogen (N2): iCOOL ~3 bar, iCORE ~10 bar
Note on U968: [Comentario encadenado] Su versión de Excel le permite leer este comentario encadenado; sin embargo, las ediciones que se apliquen se quitarán si el archivo se abre en una versión más reciente de Excel. Más información: https://go.microsoft.com/fwlink/?linkid=870924 Comentario: No refrigerant. Filled with dry nitrogen (N2): iCOOL ~3 bar, iCORE ~10 bar
Note on U969: [Comentario encadenado] Su versión de Excel le permite leer este comentario encadenado; sin embargo, las ediciones que se apliquen se quitarán si el archivo se abre en una versión más reciente de Excel. Más información: https://go.microsoft.com/fwlink/?linkid=870924 Comentario: No refrigerant. Filled with dry nitrogen (N2): iCOOL ~3 bar, iCORE ~10 bar
Note on U970: [Comentario encadenado] Su versión de Excel le permite leer este comentario encadenado; sin embargo, las ediciones que se apliquen se quitarán si el archivo se abre en una versión más reciente de Excel. Más información: https://go.microsoft.com/fwlink/?linkid=870924 Comentario: No refrigerant. Filled with dry nitrogen (N2): iCOOL ~3 bar, iCORE ~10 bar
Note on U971: [Comentario encadenado] Su versión de Excel le permite leer este comentario encadenado; sin embargo, las ediciones que se apliquen se quitarán si el archivo se abre en una versión más reciente de Excel. Más información: https://go.microsoft.com/fwlink/?linkid=870924 Comentario: No refrigerant. Filled with dry nitrogen (N2): iCOOL ~3 bar, iCORE ~10 bar
Note on U972: [Comentario encadenado] Su versión de Excel le permite leer este comentario encadenado; sin embargo, las ediciones que se apliquen se quitarán si el archivo se abre en una versión más reciente de Excel. Más información: https://go.microsoft.com/fwlink/?linkid=870924 Comentario: No refrigerant. Filled with dry nitrogen (N2): iCOOL ~3 bar, iCORE ~10 bar
Note on U973: [Comentario encadenado] Su versión de Excel le permite leer este comentario encadenado; sin embargo, las ediciones que se apliquen se quitarán si el archivo se abre en una versión más reciente de Excel. Más información: https://go.microsoft.com/fwlink/?linkid=870924 Comentario: No refrigerant. Filled with dry nitrogen (N2): iCOOL ~3 bar, iCORE ~10 bar
Note on U974: [Comentario encadenado] Su versión de Excel le permite leer este comentario encadenado; sin embargo, las ediciones que se apliquen se quitarán si el archivo se abre en una versión más reciente de Excel. Más información: https://go.microsoft.com/fwlink/?linkid=870924 Comentario: No refrigerant. Filled with dry nitrogen (N2): iCOOL ~3 bar, iCORE ~10 bar
Note on U975: [Comentario encadenado] Su versión de Excel le permite leer este comentario encadenado; sin embargo, las ediciones que se apliquen se quitarán si el archivo se abre en una versión más reciente de Excel. Más información: https://go.microsoft.com/fwlink/?linkid=870924 Comentario: No refrigerant. Filled with dry nitrogen (N2): iCOOL ~3 bar, iCORE ~10 bar
Note on U976: [Comentario encadenado] Su versión de Excel le permite leer este comentario encadenado; sin embargo, las ediciones que se apliquen se quitarán si el archivo se abre en una versión más reciente de Excel. Más información: https://go.microsoft.com/fwlink/?linkid=870924 Comentario: No refrigerant. Filled with dry nitrogen (N2): iCOOL ~3 bar, iCORE ~10 bar
Note on U977: [Comentario encadenado] Su versión de Excel le permite leer este comentario encadenado; sin embargo, las ediciones que se apliquen se quitarán si el archivo se abre en una versión más reciente de Excel. Más información: https://go.microsoft.com/fwlink/?linkid=870924 Comentario: No refrigerant. Filled with dry nitrogen (N2): iCOOL ~3 bar, iCORE ~10 bar
Note on U978: [Comentario encadenado] Su versión de Excel le permite leer este comentario encadenado; sin embargo, las ediciones que se apliquen se quitarán si el archivo se abre en una versión más reciente de Excel. Más información: https://go.microsoft.com/fwlink/?linkid=870924 Comentario: No refrigerant. Filled with dry nitrogen (N2): iCOOL ~3 bar, iCORE ~10 bar
Note on U979: [Comentario encadenado] Su versión de Excel le permite leer este comentario encadenado; sin embargo, las ediciones que se apliquen se quitarán si el archivo se abre en una versión más reciente de Excel. Más información: https://go.microsoft.com/fwlink/?linkid=870924 Comentario: No refrigerant. Filled with dry nitrogen (N2): iCOOL ~3 bar, iCORE ~10 bar
Note on U980: [Comentario encadenado] Su versión de Excel le permite leer este comentario encadenado; sin embargo, las ediciones que se apliquen se quitarán si el archivo se abre en una versión más reciente de Excel. Más información: https://go.microsoft.com/fwlink/?linkid=870924 Comentario: No refrigerant. Filled with dry nitrogen (N2): iCOOL ~3 bar, iCORE ~10 bar
Note on U981: [Comentario encadenado] Su versión de Excel le permite leer este comentario encadenado; sin embargo, las ediciones que se apliquen se quitarán si el archivo se abre en una versión más reciente de Excel. Más información: https://go.microsoft.com/fwlink/?linkid=870924 Comentario: No refrigerant. Filled with dry nitrogen (N2): iCOOL ~3 bar, iCORE ~10 bar
Note on U982: [Comentario encadenado] Su versión de Excel le permite leer este comentario encadenado; sin embargo, las ediciones que se apliquen se quitarán si el archivo se abre en una versión más reciente de Excel. Más información: https://go.microsoft.com/fwlink/?linkid=870924 Comentario: No refrigerant. Filled with dry nitrogen (N2): iCOOL ~3 bar, iCORE ~10 bar
Note on U983: [Comentario encadenado] Su versión de Excel le permite leer este comentario encadenado; sin embargo, las ediciones que se apliquen se quitarán si el archivo se abre en una versión más reciente de Excel. Más información: https://go.microsoft.com/fwlink/?linkid=870924 Comentario: No refrigerant. Filled with dry nitrogen (N2): iCOOL ~3 bar, iCORE ~10 bar
Note on U984: [Comentario encadenado] Su versión de Excel le permite leer este comentario encadenado; sin embargo, las ediciones que se apliquen se quitarán si el archivo se abre en una versión más reciente de Excel. Más información: https://go.microsoft.com/fwlink/?linkid=870924 Comentario: No refrigerant. Filled with dry nitrogen (N2): iCOOL ~3 bar, iCORE ~10 bar
Note on U985: [Comentario encadenado] Su versión de Excel le permite leer este comentario encadenado; sin embargo, las ediciones que se apliquen se quitarán si el archivo se abre en una versión más reciente de Excel. Más información: https://go.microsoft.com/fwlink/?linkid=870924 Comentario: No refrigerant. Filled with dry nitrogen (N2): iCOOL ~3 bar, iCORE ~10 bar
Note on U986: [Comentario encadenado] Su versión de Excel le permite leer este comentario encadenado; sin embargo, las ediciones que se apliquen se quitarán si el archivo se abre en una versión más reciente de Excel. Más información: https://go.microsoft.com/fwlink/?linkid=870924 Comentario: No refrigerant. Filled with dry nitrogen (N2): iCOOL ~3 bar, iCORE ~10 bar
Note on U987: [Comentario encadenado] Su versión de Excel le permite leer este comentario encadenado; sin embargo, las ediciones que se apliquen se quitarán si el archivo se abre en una versión más reciente de Excel. Más información: https://go.microsoft.com/fwlink/?linkid=870924 Comentario: No refrigerant. Filled with dry nitrogen (N2): iCOOL ~3 bar, iCORE ~10 bar
Note on U988: [Comentario encadenado] Su versión de Excel le permite leer este comentario encadenado; sin embargo, las ediciones que se apliquen se quitarán si el archivo se abre en una versión más reciente de Excel. Más información: https://go.microsoft.com/fwlink/?linkid=870924 Comentario: No refrigerant. Filled with dry nitrogen (N2): iCOOL ~3 bar, iCORE ~10 bar
Note on U989: [Comentario encadenado] Su versión de Excel le permite leer este comentario encadenado; sin embargo, las ediciones que se apliquen se quitarán si el archivo se abre en una versión más reciente de Excel. Más información: https://go.microsoft.com/fwlink/?linkid=870924 Comentario: No refrigerant. Filled with dry nitrogen (N2): iCOOL ~3 bar, iCORE ~10 bar
Note on U990: [Comentario encadenado] Su versión de Excel le permite leer este comentario encadenado; sin embargo, las ediciones que se apliquen se quitarán si el archivo se abre en una versión más reciente de Excel. Más información: https://go.microsoft.com/fwlink/?linkid=870924 Comentario: No refrigerant. Filled with dry nitrogen (N2): iCOOL ~3 bar, iCORE ~10 bar
Note on U991: [Comentario encadenado] Su versión de Excel le permite leer este comentario encadenado; sin embargo, las ediciones que se apliquen se quitarán si el archivo se abre en una versión más reciente de Excel. Más información: https://go.microsoft.com/fwlink/?linkid=870924 Comentario: No refrigerant. Filled with dry nitrogen (N2): iCOOL ~3 bar, iCORE ~10 bar
Note on U992: [Comentario encadenado] Su versión de Excel le permite leer este comentario encadenado; sin embargo, las ediciones que se apliquen se quitarán si el archivo se abre en una versión más reciente de Excel. Más información: https://go.microsoft.com/fwlink/?linkid=870924 Comentario: No refrigerant. Filled with dry nitrogen (N2): iCOOL ~3 bar, iCORE ~10 bar
Note on U993: [Comentario encadenado] Su versión de Excel le permite leer este comentario encadenado; sin embargo, las ediciones que se apliquen se quitarán si el archivo se abre en una versión más reciente de Excel. Más información: https://go.microsoft.com/fwlink/?linkid=870924 Comentario: No refrigerant. Filled with dry nitrogen (N2): iCOOL ~3 bar, iCORE ~10 bar
Note on U994: [Comentario encadenado] Su versión de Excel le permite leer este comentario encadenado; sin embargo, las ediciones que se apliquen se quitarán si el archivo se abre en una versión más reciente de Excel. Más información: https://go.microsoft.com/fwlink/?linkid=870924 Comentario: No refrigerant. Filled with dry nitrogen (N2): iCOOL ~3 bar, iCORE ~10 bar
Note on U995: [Comentario encadenado] Su versión de Excel le permite leer este comentario encadenado; sin embargo, las ediciones que se apliquen se quitarán si el archivo se abre en una versión más reciente de Excel. Más información: https://go.microsoft.com/fwlink/?linkid=870924 Comentario: No refrigerant. Filled with dry nitrogen (N2): iCOOL ~3 bar, iCORE ~10 bar
Note on U996: [Comentario encadenado] Su versión de Excel le permite leer este comentario encadenado; sin embargo, las ediciones que se apliquen se quitarán si el archivo se abre en una versión más reciente de Excel. Más información: https://go.microsoft.com/fwlink/?linkid=870924 Comentario: No refrigerant. Filled with dry nitrogen (N2): iCOOL ~3 bar, iCORE ~10 bar
Note on U997: [Comentario encadenado] Su versión de Excel le permite leer este comentario encadenado; sin embargo, las ediciones que se apliquen se quitarán si el archivo se abre en una versión más reciente de Excel. Más información: https://go.microsoft.com/fwlink/?linkid=870924 Comentario: No refrigerant. Filled with dry nitrogen (N2): iCOOL ~3 bar, iCORE ~10 bar
Note on U998: [Comentario encadenado] Su versión de Excel le permite leer este comentario encadenado; sin embargo, las ediciones que se apliquen se quitarán si el archivo se abre en una versión más reciente de Excel. Más información: https://go.microsoft.com/fwlink/?linkid=870924 Comentario: No refrigerant. Filled with dry nitrogen (N2): iCOOL ~3 bar, iCORE ~10 bar
Note on U999: [Comentario encadenado] Su versión de Excel le permite leer este comentario encadenado; sin embargo, las ediciones que se apliquen se quitarán si el archivo se abre en una versión más reciente de Excel. Más información: https://go.microsoft.com/fwlink/?linkid=870924 Comentario: No refrigerant. Filled with dry nitrogen (N2): iCOOL ~3 bar, iCORE ~10 bar
Note on U1000: [Comentario encadenado] Su versión de Excel le permite leer este comentario encadenado; sin embargo, las ediciones que se apliquen se quitarán si el archivo se abre en una versión más reciente de Excel. Más información: https://go.microsoft.com/fwlink/?linkid=870924 Comentario: No refrigerant. Filled with dry nitrogen (N2): iCOOL ~3 bar, iCORE ~10 bar
Note on U1001: [Comentario encadenado] Su versión de Excel le permite leer este comentario encadenado; sin embargo, las ediciones que se apliquen se quitarán si el archivo se abre en una versión más reciente de Excel. Más información: https://go.microsoft.com/fwlink/?linkid=870924 Comentario: No refrigerant. Filled with dry nitrogen (N2): iCOOL ~3 bar, iCORE ~10 bar
Note on U1002: [Comentario encadenado] Su versión de Excel le permite leer este comentario encadenado; sin embargo, las ediciones que se apliquen se quitarán si el archivo se abre en una versión más reciente de Excel. Más información: https://go.microsoft.com/fwlink/?linkid=870924 Comentario: No refrigerant. Filled with dry nitrogen (N2): iCOOL ~3 bar, iCORE ~10 bar
Note on U1003: [Comentario encadenado] Su versión de Excel le permite leer este comentario encadenado; sin embargo, las ediciones que se apliquen se quitarán si el archivo se abre en una versión más reciente de Excel. Más información: https://go.microsoft.com/fwlink/?linkid=870924 Comentario: No refrigerant. Filled with dry nitrogen (N2): iCOOL ~3 bar, iCORE ~10 bar
Note on U1004: [Comentario encadenado] Su versión de Excel le permite leer este comentario encadenado; sin embargo, las ediciones que se apliquen se quitarán si el archivo se abre en una versión más reciente de Excel. Más información: https://go.microsoft.com/fwlink/?linkid=870924 Comentario: No refrigerant. Filled with dry nitrogen (N2): iCOOL ~3 bar, iCORE ~10 bar
Note on U1005: [Comentario encadenado] Su versión de Excel le permite leer este comentario encadenado; sin embargo, las ediciones que se apliquen se quitarán si el archivo se abre en una versión más reciente de Excel. Más información: https://go.microsoft.com/fwlink/?linkid=870924 Comentario: No refrigerant. Filled with dry nitrogen (N2): iCOOL ~3 bar, iCORE ~10 bar
Note on U1006: [Comentario encadenado] Su versión de Excel le permite leer este comentario encadenado; sin embargo, las ediciones que se apliquen se quitarán si el archivo se abre en una versión más reciente de Excel. Más información: https://go.microsoft.com/fwlink/?linkid=870924 Comentario: No refrigerant. Filled with dry nitrogen (N2): iCOOL ~3 bar, iCORE ~10 bar
Note on U1007: [Comentario encadenado] Su versión de Excel le permite leer este comentario encadenado; sin embargo, las ediciones que se apliquen se quitarán si el archivo se abre en una versión más reciente de Excel. Más información: https://go.microsoft.com/fwlink/?linkid=870924 Comentario: No refrigerant. Filled with dry nitrogen (N2): iCOOL ~3 bar, iCORE ~10 bar
Note on U1008: [Comentario encadenado] Su versión de Excel le permite leer este comentario encadenado; sin embargo, las ediciones que se apliquen se quitarán si el archivo se abre en una versión más reciente de Excel. Más información: https://go.microsoft.com/fwlink/?linkid=870924 Comentario: No refrigerant. Filled with dry nitrogen (N2): iCOOL ~3 bar, iCORE ~10 bar
Note on U1009: [Comentario encadenado] Su versión de Excel le permite leer este comentario encadenado; sin embargo, las ediciones que se apliquen se quitarán si el archivo se abre en una versión más reciente de Excel. Más información: https://go.microsoft.com/fwlink/?linkid=870924 Comentario: No refrigerant. Filled with dry nitrogen (N2): iCOOL ~3 bar, iCORE ~10 bar
Note on U1010: [Comentario encadenado] Su versión de Excel le permite leer este comentario encadenado; sin embargo, las ediciones que se apliquen se quitarán si el archivo se abre en una versión más reciente de Excel. Más información: https://go.microsoft.com/fwlink/?linkid=870924 Comentario: No refrigerant. Filled with dry nitrogen (N2): iCOOL ~3 bar, iCORE ~10 bar
Note on U1011: [Comentario encadenado] Su versión de Excel le permite leer este comentario encadenado; sin embargo, las ediciones que se apliquen se quitarán si el archivo se abre en una versión más reciente de Excel. Más información: https://go.microsoft.com/fwlink/?linkid=870924 Comentario: No refrigerant. Filled with dry nitrogen (N2): iCOOL ~3 bar, iCORE ~10 bar
Note on U1012: [Comentario encadenado] Su versión de Excel le permite leer este comentario encadenado; sin embargo, las ediciones que se apliquen se quitarán si el archivo se abre en una versión más reciente de Excel. Más información: https://go.microsoft.com/fwlink/?linkid=870924 Comentario: No refrigerant. Filled with dry nitrogen (N2): iCOOL ~3 bar, iCORE ~10 bar
Note on U1013: [Comentario encadenado] Su versión de Excel le permite leer este comentario encadenado; sin embargo, las ediciones que se apliquen se quitarán si el archivo se abre en una versión más reciente de Excel. Más información: https://go.microsoft.com/fwlink/?linkid=870924 Comentario: No refrigerant. Filled with dry nitrogen (N2): iCOOL ~3 bar, iCORE ~10 bar
Note on U1014: [Comentario encadenado] Su versión de Excel le permite leer este comentario encadenado; sin embargo, las ediciones que se apliquen se quitarán si el archivo se abre en una versión más reciente de Excel. Más información: https://go.microsoft.com/fwlink/?linkid=870924 Comentario: No refrigerant. Filled with dry nitrogen (N2): iCOOL ~3 bar, iCORE ~10 bar
Note on U1015: [Comentario encadenado] Su versión de Excel le permite leer este comentario encadenado; sin embargo, las ediciones que se apliquen se quitarán si el archivo se abre en una versión más reciente de Excel. Más información: https://go.microsoft.com/fwlink/?linkid=870924 Comentario: No refrigerant. Filled with dry nitrogen (N2): iCOOL ~3 bar, iCORE ~10 bar
Note on U1016: [Comentario encadenado] Su versión de Excel le permite leer este comentario encadenado; sin embargo, las ediciones que se apliquen se quitarán si el archivo se abre en una versión más reciente de Excel. Más información: https://go.microsoft.com/fwlink/?linkid=870924 Comentario: No refrigerant. Filled with dry nitrogen (N2): iCOOL ~3 bar, iCORE ~10 bar
Note on U1017: [Comentario encadenado] Su versión de Excel le permite leer este comentario encadenado; sin embargo, las ediciones que se apliquen se quitarán si el archivo se abre en una versión más reciente de Excel. Más información: https://go.microsoft.com/fwlink/?linkid=870924 Comentario: No refrigerant. Filled with dry nitrogen (N2): iCOOL ~3 bar, iCORE ~10 bar
Note on U1018: [Comentario encadenado] Su versión de Excel le permite leer este comentario encadenado; sin embargo, las ediciones que se apliquen se quitarán si el archivo se abre en una versión más reciente de Excel. Más información: https://go.microsoft.com/fwlink/?linkid=870924 Comentario: No refrigerant. Filled with dry nitrogen (N2): iCOOL ~3 bar, iCORE ~10 bar
Note on U1019: [Comentario encadenado] Su versión de Excel le permite leer este comentario encadenado; sin embargo, las ediciones que se apliquen se quitarán si el archivo se abre en una versión más reciente de Excel. Más información: https://go.microsoft.com/fwlink/?linkid=870924 Comentario: No refrigerant. Filled with dry nitrogen (N2): iCOOL ~3 bar, iCORE ~10 bar
Note on U1020: [Comentario encadenado] Su versión de Excel le permite leer este comentario encadenado; sin embargo, las ediciones que se apliquen se quitarán si el archivo se abre en una versión más reciente de Excel. Más información: https://go.microsoft.com/fwlink/?linkid=870924 Comentario: No refrigerant. Filled with dry nitrogen (N2): iCOOL ~3 bar, iCORE ~10 bar
Note on U1021: [Comentario encadenado] Su versión de Excel le permite leer este comentario encadenado; sin embargo, las ediciones que se apliquen se quitarán si el archivo se abre en una versión más reciente de Excel. Más información: https://go.microsoft.com/fwlink/?linkid=870924 Comentario: No refrigerant. Filled with dry nitrogen (N2): iCOOL ~3 bar, iCORE ~10 bar
Note on U1022: [Comentario encadenado] Su versión de Excel le permite leer este comentario encadenado; sin embargo, las ediciones que se apliquen se quitarán si el archivo se abre en una versión más reciente de Excel. Más información: https://go.microsoft.com/fwlink/?linkid=870924 Comentario: No refrigerant. Filled with dry nitrogen (N2): iCOOL ~3 bar, iCORE ~10 bar
Note on U1023: [Comentario encadenado] Su versión de Excel le permite leer este comentario encadenado; sin embargo, las ediciones que se apliquen se quitarán si el archivo se abre en una versión más reciente de Excel. Más información: https://go.microsoft.com/fwlink/?linkid=870924 Comentario: No refrigerant. Filled with dry nitrogen (N2): iCOOL ~3 bar, iCORE ~10 bar
Note on U1024: [Comentario encadenado] Su versión de Excel le permite leer este comentario encadenado; sin embargo, las ediciones que se apliquen se quitarán si el archivo se abre en una versión más reciente de Excel. Más información: https://go.microsoft.com/fwlink/?linkid=870924 Comentario: No refrigerant. Filled with dry nitrogen (N2): iCOOL ~3 bar, iCORE ~10 bar
Note on U1025: [Comentario encadenado] Su versión de Excel le permite leer este comentario encadenado; sin embargo, las ediciones que se apliquen se quitarán si el archivo se abre en una versión más reciente de Excel. Más información: https://go.microsoft.com/fwlink/?linkid=870924 Comentario: No refrigerant. Filled with dry nitrogen (N2): iCOOL ~3 bar, iCORE ~10 bar
Note on U1026: [Comentario encadenado] Su versión de Excel le permite leer este comentario encadenado; sin embargo, las ediciones que se apliquen se quitarán si el archivo se abre en una versión más reciente de Excel. Más información: https://go.microsoft.com/fwlink/?linkid=870924 Comentario: No refrigerant. Filled with dry nitrogen (N2): iCOOL ~3 bar, iCORE ~10 bar
Note on U1027: [Comentario encadenado] Su versión de Excel le permite leer este comentario encadenado; sin embargo, las ediciones que se apliquen se quitarán si el archivo se abre en una versión más reciente de Excel. Más información: https://go.microsoft.com/fwlink/?linkid=870924 Comentario: No refrigerant. Filled with dry nitrogen (N2): iCOOL ~3 bar, iCORE ~10 bar
Note on U1028: [Comentario encadenado] Su versión de Excel le permite leer este comentario encadenado; sin embargo, las ediciones que se apliquen se quitarán si el archivo se abre en una versión más reciente de Excel. Más información: https://go.microsoft.com/fwlink/?linkid=870924 Comentario: No refrigerant. Filled with dry nitrogen (N2): iCOOL ~3 bar, iCORE ~10 bar
Note on U1029: [Comentario encadenado] Su versión de Excel le permite leer este comentario encadenado; sin embargo, las ediciones que se apliquen se quitarán si el archivo se abre en una versión más reciente de Excel. Más información: https://go.microsoft.com/fwlink/?linkid=870924 Comentario: No refrigerant. Filled with dry nitrogen (N2): iCOOL ~3 bar, iCORE ~10 bar
Note on U1030: [Comentario encadenado] Su versión de Excel le permite leer este comentario encadenado; sin embargo, las ediciones que se apliquen se quitarán si el archivo se abre en una versión más reciente de Excel. Más información: https://go.microsoft.com/fwlink/?linkid=870924 Comentario: No refrigerant. Filled with dry nitrogen (N2): iCOOL ~3 bar, iCORE ~10 bar
Note on U1031: [Comentario encadenado] Su versión de Excel le permite leer este comentario encadenado; sin embargo, las ediciones que se apliquen se quitarán si el archivo se abre en una versión más reciente de Excel. Más información: https://go.microsoft.com/fwlink/?linkid=870924 Comentario: No refrigerant. Filled with dry nitrogen (N2): iCOOL ~3 bar, iCORE ~10 bar
Note on U1032: [Comentario encadenado] Su versión de Excel le permite leer este comentario encadenado; sin embargo, las ediciones que se apliquen se quitarán si el archivo se abre en una versión más reciente de Excel. Más información: https://go.microsoft.com/fwlink/?linkid=870924 Comentario: No refrigerant. Filled with dry nitrogen (N2): iCOOL ~3 bar, iCORE ~10 bar
Note on U1033: [Comentario encadenado] Su versión de Excel le permite leer este comentario encadenado; sin embargo, las ediciones que se apliquen se quitarán si el archivo se abre en una versión más reciente de Excel. Más información: https://go.microsoft.com/fwlink/?linkid=870924 Comentario: No refrigerant. Filled with dry nitrogen (N2): iCOOL ~3 bar, iCORE ~10 bar
Note on U1034: [Comentario encadenado] Su versión de Excel le permite leer este comentario encadenado; sin embargo, las ediciones que se apliquen se quitarán si el archivo se abre en una versión más reciente de Excel. Más información: https://go.microsoft.com/fwlink/?linkid=870924 Comentario: No refrigerant. Filled with dry nitrogen (N2): iCOOL ~3 bar, iCORE ~10 bar
Note on U1035: [Comentario encadenado] Su versión de Excel le permite leer este comentario encadenado; sin embargo, las ediciones que se apliquen se quitarán si el archivo se abre en una versión más reciente de Excel. Más información: https://go.microsoft.com/fwlink/?linkid=870924 Comentario: No refrigerant. Filled with dry nitrogen (N2): iCOOL ~3 bar, iCORE ~10 bar
Note on U1036: [Comentario encadenado] Su versión de Excel le permite leer este comentario encadenado; sin embargo, las ediciones que se apliquen se quitarán si el archivo se abre en una versión más reciente de Excel. Más información: https://go.microsoft.com/fwlink/?linkid=870924 Comentario: No refrigerant. Filled with dry nitrogen (N2): iCOOL ~3 bar, iCORE ~10 bar
Note on U1037: [Comentario encadenado] Su versión de Excel le permite leer este comentario encadenado; sin embargo, las ediciones que se apliquen se quitarán si el archivo se abre en una versión más reciente de Excel. Más información: https://go.microsoft.com/fwlink/?linkid=870924 Comentario: No refrigerant. Filled with dry nitrogen (N2): iCOOL ~3 bar, iCORE ~10 bar
Note on U1038: [Comentario encadenado] Su versión de Excel le permite leer este comentario encadenado; sin embargo, las ediciones que se apliquen se quitarán si el archivo se abre en una versión más reciente de Excel. Más información: https://go.microsoft.com/fwlink/?linkid=870924 Comentario: No refrigerant. Filled with dry nitrogen (N2): iCOOL ~3 bar, iCORE ~10 bar
Note on U1039: [Comentario encadenado] Su versión de Excel le permite leer este comentario encadenado; sin embargo, las ediciones que se apliquen se quitarán si el archivo se abre en una versión más reciente de Excel. Más información: https://go.microsoft.com/fwlink/?linkid=870924 Comentario: No refrigerant. Filled with dry nitrogen (N2): iCOOL ~3 bar, iCORE ~10 bar
Note on U1040: [Comentario encadenado] Su versión de Excel le permite leer este comentario encadenado; sin embargo, las ediciones que se apliquen se quitarán si el archivo se abre en una versión más reciente de Excel. Más información: https://go.microsoft.com/fwlink/?linkid=870924 Comentario: No refrigerant. Filled with dry nitrogen (N2): iCOOL ~3 bar, iCORE ~10 bar
Note on U1041: [Comentario encadenado] Su versión de Excel le permite leer este comentario encadenado; sin embargo, las ediciones que se apliquen se quitarán si el archivo se abre en una versión más reciente de Excel. Más información: https://go.microsoft.com/fwlink/?linkid=870924 Comentario: No refrigerant. Filled with dry nitrogen (N2): iCOOL ~3 bar, iCORE ~10 bar
Note on U1042: [Comentario encadenado] Su versión de Excel le permite leer este comentario encadenado; sin embargo, las ediciones que se apliquen se quitarán si el archivo se abre en una versión más reciente de Excel. Más información: https://go.microsoft.com/fwlink/?linkid=870924 Comentario: No refrigerant. Filled with dry nitrogen (N2): iCOOL ~3 bar, iCORE ~10 bar
Note on U1043: [Comentario encadenado] Su versión de Excel le permite leer este comentario encadenado; sin embargo, las ediciones que se apliquen se quitarán si el archivo se abre en una versión más reciente de Excel. Más información: https://go.microsoft.com/fwlink/?linkid=870924 Comentario: No refrigerant. Filled with dry nitrogen (N2): iCOOL ~3 bar, iCORE ~10 bar
Note on U1044: [Comentario encadenado] Su versión de Excel le permite leer este comentario encadenado; sin embargo, las ediciones que se apliquen se quitarán si el archivo se abre en una versión más reciente de Excel. Más información: https://go.microsoft.com/fwlink/?linkid=870924 Comentario: No refrigerant. Filled with dry nitrogen (N2): iCOOL ~3 bar, iCORE ~10 bar
Note on U1045: [Comentario encadenado] Su versión de Excel le permite leer este comentario encadenado; sin embargo, las ediciones que se apliquen se quitarán si el archivo se abre en una versión más reciente de Excel. Más información: https://go.microsoft.com/fwlink/?linkid=870924 Comentario: No refrigerant. Filled with dry nitrogen (N2): iCOOL ~3 bar, iCORE ~10 bar
Note on U1046: [Comentario encadenado] Su versión de Excel le permite leer este comentario encadenado; sin embargo, las ediciones que se apliquen se quitarán si el archivo se abre en una versión más reciente de Excel. Más información: https://go.microsoft.com/fwlink/?linkid=870924 Comentario: No refrigerant. Filled with dry nitrogen (N2): iCOOL ~3 bar, iCORE ~10 bar
Note on U1047: [Comentario encadenado] Su versión de Excel le permite leer este comentario encadenado; sin embargo, las ediciones que se apliquen se quitarán si el archivo se abre en una versión más reciente de Excel. Más información: https://go.microsoft.com/fwlink/?linkid=870924 Comentario: No refrigerant. Filled with dry nitrogen (N2): iCOOL ~3 bar, iCORE ~10 bar
Note on U1048: [Comentario encadenado] Su versión de Excel le permite leer este comentario encadenado; sin embargo, las ediciones que se apliquen se quitarán si el archivo se abre en una versión más reciente de Excel. Más información: https://go.microsoft.com/fwlink/?linkid=870924 Comentario: No refrigerant. Filled with dry nitrogen (N2): iCOOL ~3 bar, iCORE ~10 bar
Note on U1049: [Comentario encadenado] Su versión de Excel le permite leer este comentario encadenado; sin embargo, las ediciones que se apliquen se quitarán si el archivo se abre en una versión más reciente de Excel. Más información: https://go.microsoft.com/fwlink/?linkid=870924 Comentario: No refrigerant. Filled with dry nitrogen (N2): iCOOL ~3 bar, iCORE ~10 bar
Note on U1050: [Comentario encadenado] Su versión de Excel le permite leer este comentario encadenado; sin embargo, las ediciones que se apliquen se quitarán si el archivo se abre en una versión más reciente de Excel. Más información: https://go.microsoft.com/fwlink/?linkid=870924 Comentario: No refrigerant. Filled with dry nitrogen (N2): iCOOL ~3 bar, iCORE ~10 bar
Note on U1051: [Comentario encadenado] Su versión de Excel le permite leer este comentario encadenado; sin embargo, las ediciones que se apliquen se quitarán si el archivo se abre en una versión más reciente de Excel. Más información: https://go.microsoft.com/fwlink/?linkid=870924 Comentario: No refrigerant. Filled with dry nitrogen (N2): iCOOL ~3 bar, iCORE ~10 bar
Note on U1052: [Comentario encadenado] Su versión de Excel le permite leer este comentario encadenado; sin embargo, las ediciones que se apliquen se quitarán si el archivo se abre en una versión más reciente de Excel. Más información: https://go.microsoft.com/fwlink/?linkid=870924 Comentario: No refrigerant. Filled with dry nitrogen (N2): iCOOL ~3 bar, iCORE ~10 bar
Note on U1053: [Comentario encadenado] Su versión de Excel le permite leer este comentario encadenado; sin embargo, las ediciones que se apliquen se quitarán si el archivo se abre en una versión más reciente de Excel. Más información: https://go.microsoft.com/fwlink/?linkid=870924 Comentario: No refrigerant. Filled with dry nitrogen (N2): iCOOL ~3 bar, iCORE ~10 bar
Note on U1054: [Comentario encadenado] Su versión de Excel le permite leer este comentario encadenado; sin embargo, las ediciones que se apliquen se quitarán si el archivo se abre en una versión más reciente de Excel. Más información: https://go.microsoft.com/fwlink/?linkid=870924 Comentario: No refrigerant. Filled with dry nitrogen (N2): iCOOL ~3 bar, iCORE ~10 bar
Note on U1055: [Comentario encadenado] Su versión de Excel le permite leer este comentario encadenado; sin embargo, las ediciones que se apliquen se quitarán si el archivo se abre en una versión más reciente de Excel. Más información: https://go.microsoft.com/fwlink/?linkid=870924 Comentario: No refrigerant. Filled with dry nitrogen (N2): iCOOL ~3 bar, iCORE ~10 bar
Note on U1056: [Comentario encadenado] Su versión de Excel le permite leer este comentario encadenado; sin embargo, las ediciones que se apliquen se quitarán si el archivo se abre en una versión más reciente de Excel. Más información: https://go.microsoft.com/fwlink/?linkid=870924 Comentario: No refrigerant. Filled with dry nitrogen (N2): iCOOL ~3 bar, iCORE ~10 bar
Note on U1057: [Comentario encadenado] Su versión de Excel le permite leer este comentario encadenado; sin embargo, las ediciones que se apliquen se quitarán si el archivo se abre en una versión más reciente de Excel. Más información: https://go.microsoft.com/fwlink/?linkid=870924 Comentario: No refrigerant. Filled with dry nitrogen (N2): iCOOL ~3 bar, iCORE ~10 bar
Note on U1058: [Comentario encadenado] Su versión de Excel le permite leer este comentario encadenado; sin embargo, las ediciones que se apliquen se quitarán si el archivo se abre en una versión más reciente de Excel. Más información: https://go.microsoft.com/fwlink/?linkid=870924 Comentario: No refrigerant. Filled with dry nitrogen (N2): iCOOL ~3 bar, iCORE ~10 bar
Note on U1059: [Comentario encadenado] Su versión de Excel le permite leer este comentario encadenado; sin embargo, las ediciones que se apliquen se quitarán si el archivo se abre en una versión más reciente de Excel. Más información: https://go.microsoft.com/fwlink/?linkid=870924 Comentario: No refrigerant. Filled with dry nitrogen (N2): iCOOL ~3 bar, iCORE ~10 bar
Note on U1060: [Comentario encadenado] Su versión de Excel le permite leer este comentario encadenado; sin embargo, las ediciones que se apliquen se quitarán si el archivo se abre en una versión más reciente de Excel. Más información: https://go.microsoft.com/fwlink/?linkid=870924 Comentario: No refrigerant. Filled with dry nitrogen (N2): iCOOL ~3 bar, iCORE ~10 bar
Note on U1061: [Comentario encadenado] Su versión de Excel le permite leer este comentario encadenado; sin embargo, las ediciones que se apliquen se quitarán si el archivo se abre en una versión más reciente de Excel. Más información: https://go.microsoft.com/fwlink/?linkid=870924 Comentario: No refrigerant. Filled with dry nitrogen (N2): iCOOL ~3 bar, iCORE ~10 bar
Note on U1062: [Comentario encadenado] Su versión de Excel le permite leer este comentario encadenado; sin embargo, las ediciones que se apliquen se quitarán si el archivo se abre en una versión más reciente de Excel. Más información: https://go.microsoft.com/fwlink/?linkid=870924 Comentario: No refrigerant. Filled with dry nitrogen (N2): iCOOL ~3 bar, iCORE ~10 bar
Note on U1063: [Comentario encadenado] Su versión de Excel le permite leer este comentario encadenado; sin embargo, las ediciones que se apliquen se quitarán si el archivo se abre en una versión más reciente de Excel. Más información: https://go.microsoft.com/fwlink/?linkid=870924 Comentario: No refrigerant. Filled with dry nitrogen (N2): iCOOL ~3 bar, iCORE ~10 bar
Note on U1064: [Comentario encadenado] Su versión de Excel le permite leer este comentario encadenado; sin embargo, las ediciones que se apliquen se quitarán si el archivo se abre en una versión más reciente de Excel. Más información: https://go.microsoft.com/fwlink/?linkid=870924 Comentario: No refrigerant. Filled with dry nitrogen (N2): iCOOL ~3 bar, iCORE ~10 bar
Note on U1065: [Comentario encadenado] Su versión de Excel le permite leer este comentario encadenado; sin embargo, las ediciones que se apliquen se quitarán si el archivo se abre en una versión más reciente de Excel. Más información: https://go.microsoft.com/fwlink/?linkid=870924 Comentario: No refrigerant. Filled with dry nitrogen (N2): iCOOL ~3 bar, iCORE ~10 bar
Note on U1066: [Comentario encadenado] Su versión de Excel le permite leer este comentario encadenado; sin embargo, las ediciones que se apliquen se quitarán si el archivo se abre en una versión más reciente de Excel. Más información: https://go.microsoft.com/fwlink/?linkid=870924 Comentario: No refrigerant. Filled with dry nitrogen (N2): iCOOL ~3 bar, iCORE ~10 bar
Note on U1067: [Comentario encadenado] Su versión de Excel le permite leer este comentario encadenado; sin embargo, las ediciones que se apliquen se quitarán si el archivo se abre en una versión más reciente de Excel. Más información: https://go.microsoft.com/fwlink/?linkid=870924 Comentario: No refrigerant. Filled with dry nitrogen (N2): iCOOL ~3 bar, iCORE ~10 bar
Note on U1068: [Comentario encadenado] Su versión de Excel le permite leer este comentario encadenado; sin embargo, las ediciones que se apliquen se quitarán si el archivo se abre en una versión más reciente de Excel. Más información: https://go.microsoft.com/fwlink/?linkid=870924 Comentario: No refrigerant. Filled with dry nitrogen (N2): iCOOL ~3 bar, iCORE ~10 bar
Note on U1069: [Comentario encadenado] Su versión de Excel le permite leer este comentario encadenado; sin embargo, las ediciones que se apliquen se quitarán si el archivo se abre en una versión más reciente de Excel. Más información: https://go.microsoft.com/fwlink/?linkid=870924 Comentario: No refrigerant. Filled with dry nitrogen (N2): iCOOL ~3 bar, iCORE ~10 bar
Note on U1070: [Comentario encadenado] Su versión de Excel le permite leer este comentario encadenado; sin embargo, las ediciones que se apliquen se quitarán si el archivo se abre en una versión más reciente de Excel. Más información: https://go.microsoft.com/fwlink/?linkid=870924 Comentario: No refrigerant. Filled with dry nitrogen (N2): iCOOL ~3 bar, iCORE ~10 bar
Note on U1071: [Comentario encadenado] Su versión de Excel le permite leer este comentario encadenado; sin embargo, las ediciones que se apliquen se quitarán si el archivo se abre en una versión más reciente de Excel. Más información: https://go.microsoft.com/fwlink/?linkid=870924 Comentario: No refrigerant. Filled with dry nitrogen (N2): iCOOL ~3 bar, iCORE ~10 bar
Note on U1072: [Comentario encadenado] Su versión de Excel le permite leer este comentario encadenado; sin embargo, las ediciones que se apliquen se quitarán si el archivo se abre en una versión más reciente de Excel. Más información: https://go.microsoft.com/fwlink/?linkid=870924 Comentario: No refrigerant. Filled with dry nitrogen (N2): iCOOL ~3 bar, iCORE ~10 bar
Note on U1073: [Comentario encadenado] Su versión de Excel le permite leer este comentario encadenado; sin embargo, las ediciones que se apliquen se quitarán si el archivo se abre en una versión más reciente de Excel. Más información: https://go.microsoft.com/fwlink/?linkid=870924 Comentario: No refrigerant. Filled with dry nitrogen (N2): iCOOL ~3 bar, iCORE ~10 bar
Note on U1074: [Comentario encadenado] Su versión de Excel le permite leer este comentario encadenado; sin embargo, las ediciones que se apliquen se quitarán si el archivo se abre en una versión más reciente de Excel. Más información: https://go.microsoft.com/fwlink/?linkid=870924 Comentario: No refrigerant. Filled with dry nitrogen (N2): iCOOL ~3 bar, iCORE ~10 bar
Note on U1075: [Comentario encadenado] Su versión de Excel le permite leer este comentario encadenado; sin embargo, las ediciones que se apliquen se quitarán si el archivo se abre en una versión más reciente de Excel. Más información: https://go.microsoft.com/fwlink/?linkid=870924 Comentario: No refrigerant. Filled with dry nitrogen (N2): iCOOL ~3 bar, iCORE ~10 bar
Note on U1076: [Comentario encadenado] Su versión de Excel le permite leer este comentario encadenado; sin embargo, las ediciones que se apliquen se quitarán si el archivo se abre en una versión más reciente de Excel. Más información: https://go.microsoft.com/fwlink/?linkid=870924 Comentario: No refrigerant. Filled with dry nitrogen (N2): iCOOL ~3 bar, iCORE ~10 bar
Note on U1077: [Comentario encadenado] Su versión de Excel le permite leer este comentario encadenado; sin embargo, las ediciones que se apliquen se quitarán si el archivo se abre en una versión más reciente de Excel. Más información: https://go.microsoft.com/fwlink/?linkid=870924 Comentario: No refrigerant. Filled with dry nitrogen (N2): iCOOL ~3 bar, iCORE ~10 bar
Note on U1078: [Comentario encadenado] Su versión de Excel le permite leer este comentario encadenado; sin embargo, las ediciones que se apliquen se quitarán si el archivo se abre en una versión más reciente de Excel. Más información: https://go.microsoft.com/fwlink/?linkid=870924 Comentario: No refrigerant. Filled with dry nitrogen (N2): iCOOL ~3 bar, iCORE ~10 bar
Note on U1079: [Comentario encadenado] Su versión de Excel le permite leer este comentario encadenado; sin embargo, las ediciones que se apliquen se quitarán si el archivo se abre en una versión más reciente de Excel. Más información: https://go.microsoft.com/fwlink/?linkid=870924 Comentario: No refrigerant. Filled with dry nitrogen (N2): iCOOL ~3 bar, iCORE ~10 bar
Note on U1080: [Comentario encadenado] Su versión de Excel le permite leer este comentario encadenado; sin embargo, las ediciones que se apliquen se quitarán si el archivo se abre en una versión más reciente de Excel. Más información: https://go.microsoft.com/fwlink/?linkid=870924 Comentario: No refrigerant. Filled with dry nitrogen (N2): iCOOL ~3 bar, iCORE ~10 bar
Note on U1081: [Comentario encadenado] Su versión de Excel le permite leer este comentario encadenado; sin embargo, las ediciones que se apliquen se quitarán si el archivo se abre en una versión más reciente de Excel. Más información: https://go.microsoft.com/fwlink/?linkid=870924 Comentario: No refrigerant. Filled with dry nitrogen (N2): iCOOL ~3 bar, iCORE ~10 bar
Note on U1082: [Comentario encadenado] Su versión de Excel le permite leer este comentario encadenado; sin embargo, las ediciones que se apliquen se quitarán si el archivo se abre en una versión más reciente de Excel. Más información: https://go.microsoft.com/fwlink/?linkid=870924 Comentario: No refrigerant. Filled with dry nitrogen (N2): iCOOL ~3 bar, iCORE ~10 bar
Note on U1083: [Comentario encadenado] Su versión de Excel le permite leer este comentario encadenado; sin embargo, las ediciones que se apliquen se quitarán si el archivo se abre en una versión más reciente de Excel. Más información: https://go.microsoft.com/fwlink/?linkid=870924 Comentario: No refrigerant. Filled with dry nitrogen (N2): iCOOL ~3 bar, iCORE ~10 bar
Note on U1084: [Comentario encadenado] Su versión de Excel le permite leer este comentario encadenado; sin embargo, las ediciones que se apliquen se quitarán si el archivo se abre en una versión más reciente de Excel. Más información: https://go.microsoft.com/fwlink/?linkid=870924 Comentario: No refrigerant. Filled with dry nitrogen (N2): iCOOL ~3 bar, iCORE ~10 bar
Note on U1085: [Comentario encadenado] Su versión de Excel le permite leer este comentario encadenado; sin embargo, las ediciones que se apliquen se quitarán si el archivo se abre en una versión más reciente de Excel. Más información: https://go.microsoft.com/fwlink/?linkid=870924 Comentario: No refrigerant. Filled with dry nitrogen (N2): iCOOL ~3 bar, iCORE ~10 bar
Note on U1086: [Comentario encadenado] Su versión de Excel le permite leer este comentario encadenado; sin embargo, las ediciones que se apliquen se quitarán si el archivo se abre en una versión más reciente de Excel. Más información: https://go.microsoft.com/fwlink/?linkid=870924 Comentario: No refrigerant. Filled with dry nitrogen (N2): iCOOL ~3 bar, iCORE ~10 bar
Note on U1087: [Comentario encadenado] Su versión de Excel le permite leer este comentario encadenado; sin embargo, las ediciones que se apliquen se quitarán si el archivo se abre en una versión más reciente de Excel. Más información: https://go.microsoft.com/fwlink/?linkid=870924 Comentario: No refrigerant. Filled with dry nitrogen (N2): iCOOL ~3 bar, iCORE ~10 bar
Note on U1088: [Comentario encadenado] Su versión de Excel le permite leer este comentario encadenado; sin embargo, las ediciones que se apliquen se quitarán si el archivo se abre en una versión más reciente de Excel. Más información: https://go.microsoft.com/fwlink/?linkid=870924 Comentario: No refrigerant. Filled with dry nitrogen (N2): iCOOL ~3 bar, iCORE ~10 bar
Note on U1089: [Comentario encadenado] Su versión de Excel le permite leer este comentario encadenado; sin embargo, las ediciones que se apliquen se quitarán si el archivo se abre en una versión más reciente de Excel. Más información: https://go.microsoft.com/fwlink/?linkid=870924 Comentario: No refrigerant. Filled with dry nitrogen (N2): iCOOL ~3 bar, iCORE ~10 bar
Note on U1090: [Comentario encadenado] Su versión de Excel le permite leer este comentario encadenado; sin embargo, las ediciones que se apliquen se quitarán si el archivo se abre en una versión más reciente de Excel. Más información: https://go.microsoft.com/fwlink/?linkid=870924 Comentario: No refrigerant. Filled with dry nitrogen (N2): iCOOL ~3 bar, iCORE ~10 bar
Note on U1091: [Comentario encadenado] Su versión de Excel le permite leer este comentario encadenado; sin embargo, las ediciones que se apliquen se quitarán si el archivo se abre en una versión más reciente de Excel. Más información: https://go.microsoft.com/fwlink/?linkid=870924 Comentario: No refrigerant. Filled with dry nitrogen (N2): iCOOL ~3 bar, iCORE ~10 bar
Note on U1092: [Comentario encadenado] Su versión de Excel le permite leer este comentario encadenado; sin embargo, las ediciones que se apliquen se quitarán si el archivo se abre en una versión más reciente de Excel. Más información: https://go.microsoft.com/fwlink/?linkid=870924 Comentario: No refrigerant. Filled with dry nitrogen (N2): iCOOL ~3 bar, iCORE ~10 bar
Note on U1093: [Comentario encadenado] Su versión de Excel le permite leer este comentario encadenado; sin embargo, las ediciones que se apliquen se quitarán si el archivo se abre en una versión más reciente de Excel. Más información: https://go.microsoft.com/fwlink/?linkid=870924 Comentario: No refrigerant. Filled with dry nitrogen (N2): iCOOL ~3 bar, iCORE ~10 bar
Note on U1094: [Comentario encadenado] Su versión de Excel le permite leer este comentario encadenado; sin embargo, las ediciones que se apliquen se quitarán si el archivo se abre en una versión más reciente de Excel. Más información: https://go.microsoft.com/fwlink/?linkid=870924 Comentario: No refrigerant. Filled with dry nitrogen (N2): iCOOL ~3 bar, iCORE ~10 bar
Note on U1095: [Comentario encadenado] Su versión de Excel le permite leer este comentario encadenado; sin embargo, las ediciones que se apliquen se quitarán si el archivo se abre en una versión más reciente de Excel. Más información: https://go.microsoft.com/fwlink/?linkid=870924 Comentario: No refrigerant. Filled with dry nitrogen (N2): iCOOL ~3 bar, iCORE ~10 bar
Note on U1096: [Comentario encadenado] Su versión de Excel le permite leer este comentario encadenado; sin embargo, las ediciones que se apliquen se quitarán si el archivo se abre en una versión más reciente de Excel. Más información: https://go.microsoft.com/fwlink/?linkid=870924 Comentario: No refrigerant. Filled with dry nitrogen (N2): iCOOL ~3 bar, iCORE ~10 bar
Note on U1097: [Comentario encadenado] Su versión de Excel le permite leer este comentario encadenado; sin embargo, las ediciones que se apliquen se quitarán si el archivo se abre en una versión más reciente de Excel. Más información: https://go.microsoft.com/fwlink/?linkid=870924 Comentario: No refrigerant. Filled with dry nitrogen (N2): iCOOL ~3 bar, iCORE ~10 bar
Note on U1098: [Comentario encadenado] Su versión de Excel le permite leer este comentario encadenado; sin embargo, las ediciones que se apliquen se quitarán si el archivo se abre en una versión más reciente de Excel. Más información: https://go.microsoft.com/fwlink/?linkid=870924 Comentario: No refrigerant. Filled with dry nitrogen (N2): iCOOL ~3 bar, iCORE ~10 bar
Note on U1099: [Comentario encadenado] Su versión de Excel le permite leer este comentario encadenado; sin embargo, las ediciones que se apliquen se quitarán si el archivo se abre en una versión más reciente de Excel. Más información: https://go.microsoft.com/fwlink/?linkid=870924 Comentario: No refrigerant. Filled with dry nitrogen (N2): iCOOL ~3 bar, iCORE ~10 bar
Note on U1100: [Comentario encadenado] Su versión de Excel le permite leer este comentario encadenado; sin embargo, las ediciones que se apliquen se quitarán si el archivo se abre en una versión más reciente de Excel. Más información: https://go.microsoft.com/fwlink/?linkid=870924 Comentario: No refrigerant. Filled with dry nitrogen (N2): iCOOL ~3 bar, iCORE ~10 bar
Note on U1101: [Comentario encadenado] Su versión de Excel le permite leer este comentario encadenado; sin embargo, las ediciones que se apliquen se quitarán si el archivo se abre en una versión más reciente de Excel. Más información: https://go.microsoft.com/fwlink/?linkid=870924 Comentario: No refrigerant. Filled with dry nitrogen (N2): iCOOL ~3 bar, iCORE ~10 bar
Note on U1102: [Comentario encadenado] Su versión de Excel le permite leer este comentario encadenado; sin embargo, las ediciones que se apliquen se quitarán si el archivo se abre en una versión más reciente de Excel. Más información: https://go.microsoft.com/fwlink/?linkid=870924 Comentario: No refrigerant. Filled with dry nitrogen (N2): iCOOL ~3 bar, iCORE ~10 bar
Note on U1103: [Comentario encadenado] Su versión de Excel le permite leer este comentario encadenado; sin embargo, las ediciones que se apliquen se quitarán si el archivo se abre en una versión más reciente de Excel. Más información: https://go.microsoft.com/fwlink/?linkid=870924 Comentario: No refrigerant. Filled with dry nitrogen (N2): iCOOL ~3 bar, iCORE ~10 bar
Note on U1104: [Comentario encadenado] Su versión de Excel le permite leer este comentario encadenado; sin embargo, las ediciones que se apliquen se quitarán si el archivo se abre en una versión más reciente de Excel. Más información: https://go.microsoft.com/fwlink/?linkid=870924 Comentario: No refrigerant. Filled with dry nitrogen (N2): iCOOL ~3 bar, iCORE ~10 bar
Note on U1105: [Comentario encadenado] Su versión de Excel le permite leer este comentario encadenado; sin embargo, las ediciones que se apliquen se quitarán si el archivo se abre en una versión más reciente de Excel. Más información: https://go.microsoft.com/fwlink/?linkid=870924 Comentario: No refrigerant. Filled with dry nitrogen (N2): iCOOL ~3 bar, iCORE ~10 bar
Note on U1106: [Comentario encadenado] Su versión de Excel le permite leer este comentario encadenado; sin embargo, las ediciones que se apliquen se quitarán si el archivo se abre en una versión más reciente de Excel. Más información: https://go.microsoft.com/fwlink/?linkid=870924 Comentario: No refrigerant. Filled with dry nitrogen (N2): iCOOL ~3 bar, iCORE ~10 bar
Note on U1107: [Comentario encadenado] Su versión de Excel le permite leer este comentario encadenado; sin embargo, las ediciones que se apliquen se quitarán si el archivo se abre en una versión más reciente de Excel. Más información: https://go.microsoft.com/fwlink/?linkid=870924 Comentario: No refrigerant. Filled with dry nitrogen (N2): iCOOL ~3 bar, iCORE ~10 bar
Note on U1108: [Comentario encadenado] Su versión de Excel le permite leer este comentario encadenado; sin embargo, las ediciones que se apliquen se quitarán si el archivo se abre en una versión más reciente de Excel. Más información: https://go.microsoft.com/fwlink/?linkid=870924 Comentario: No refrigerant. Filled with dry nitrogen (N2): iCOOL ~3 bar, iCORE ~10 bar
Note on U1109: [Comentario encadenado] Su versión de Excel le permite leer este comentario encadenado; sin embargo, las ediciones que se apliquen se quitarán si el archivo se abre en una versión más reciente de Excel. Más información: https://go.microsoft.com/fwlink/?linkid=870924 Comentario: No refrigerant. Filled with dry nitrogen (N2): iCOOL ~3 bar, iCORE ~10 bar
Note on U1110: [Comentario encadenado] Su versión de Excel le permite leer este comentario encadenado; sin embargo, las ediciones que se apliquen se quitarán si el archivo se abre en una versión más reciente de Excel. Más información: https://go.microsoft.com/fwlink/?linkid=870924 Comentario: No refrigerant. Filled with dry nitrogen (N2): iCOOL ~3 bar, iCORE ~10 bar
Note on U1111: [Comentario encadenado] Su versión de Excel le permite leer este comentario encadenado; sin embargo, las ediciones que se apliquen se quitarán si el archivo se abre en una versión más reciente de Excel. Más información: https://go.microsoft.com/fwlink/?linkid=870924 Comentario: No refrigerant. Filled with dry nitrogen (N2): iCOOL ~3 bar, iCORE ~10 bar
Note on U1112: [Comentario encadenado] Su versión de Excel le permite leer este comentario encadenado; sin embargo, las ediciones que se apliquen se quitarán si el archivo se abre en una versión más reciente de Excel. Más información: https://go.microsoft.com/fwlink/?linkid=870924 Comentario: No refrigerant. Filled with dry nitrogen (N2): iCOOL ~3 bar, iCORE ~10 bar
Note on U1113: [Comentario encadenado] Su versión de Excel le permite leer este comentario encadenado; sin embargo, las ediciones que se apliquen se quitarán si el archivo se abre en una versión más reciente de Excel. Más información: https://go.microsoft.com/fwlink/?linkid=870924 Comentario: No refrigerant. Filled with dry nitrogen (N2): iCOOL ~3 bar, iCORE ~10 bar

## Pricelist Feb25 (hidden)
PRICE LIST 2025
Country | xxx
Currency | EUR
Validity | 01/01/2025 - withdrawal
Prices are without VAT! All prices are subject to change or withdrawal without notice!
[13 empty] | Eco-contribution |  | Logistics data |  |  |  |  | F-Gas
Material | EAN code | Category | Type | Series | Line-up | Description | Short description | Model replaced by | Model replacing | New | Availability | RRP | WEEE | WEEE amount | Gross volume (cm3) | Gross weight (kg) | Height (cm) | Lenght (cm) | Depth (cm) | Refrigerant gas | Refrigerant amount (kg) | GWP | CO2 Eq. (T)
WH-WDG05LE5 | 5025232945603 | A2W | OUTDOOR | a) Bi | LT 1ph | Aquarea High Performance L series R290 5 kW 1ph outdoor unit | Aquarea L series 5 kW 1ph outdoor unit |  |  |  |  | 10000 | Yes | 1 | 772.492 | 107 | 1,170 | 1,090 | 0,600 | R290 | 0.96 | 0.02 | 1.92e-05
WH-WDG07LE5 | 5025232945610 | A2W | OUTDOOR | a) Bi | LT 1ph | Aquarea High Performance L series R290 7 kW 1ph outdoor unit | Aquarea L series 7 kW 1ph outdoor unit | [7 empty] | 772.492 | 107 | 1,160 | 1,090 | 0,600 | R290 | 0.96 | 0.02 | 1.92e-05
WH-WDG09LE5 | 5025232945627 | A2W | OUTDOOR | a) Bi | LT 1ph | Aquarea High Performance L series R290 9 kW 1ph outdoor unit | Aquarea L series 9 kW 1ph outdoor unit | [7 empty] | 772.492 | 106 | 1,160 | 1,090 | 0,600 | R290 | 1 | 0.02 | 2e-05
WH-ADC0509L3E51 | 4010869633796 | A2W | INDOOR | d) All in one | 1ph (COMPACT) | Aquarea All-in-one hydrosplit L series 5-9 kW with 3 kW heater 1ph 120 L | Aquarea L series All-in-one 120 L 1ph |  |  | x | 2025-05-01 |  |  |  | 895.068 | 107 | 1,880 | 0,690 | 0,690 | - | - | - | -
WH-ADC0509L3E5AN1 | 4010869633819 | A2W | INDOOR | d) All in one | 1ph (DK) | Aquarea All-in-one hydrosplit L series 5-9 kW with 3 kW heater 1ph 120 L with electronic anode | Aquarea L series All-in-one 1ph 120 L AN |  |  | x | 2025-07-01 |  |  |  | 895.068 | 107 | 1,880 | 0,690 | 0,690 | - | - | - | -
WH-ADC0509L3E5 | 5025232946617 | A2W | INDOOR | d) All in one | 1ph (COMPACT) | Aquarea All-in-one hydrosplit L series 5-9 kW with 3 kW heater 1ph | Aquarea L series All-in-one 1ph | [7 empty] | 885.546 | 102 | 1,860 | 0,690 | 0,690 | - | - | - | -
WH-ADC0509L3E5AN | 5025232946624 | A2W | INDOOR | d) All in one | 1ph (DK) | Aquarea All-in-one hydrosplit L series 5-9 kW with 3 kW heater 1ph with electronic anode | Aquarea L series All-in-one 1ph AN | [7 empty] | 1.039.554 | 102 | 1,860 | 0,810 | 0,690 | - | - | - | -
WH-ADC0509L3E5B | 5025232946631 | A2W | INDOOR | d) All in one | 1ph (2 ZONE) | Aquarea All-in-one hydrosplit L series 5-9 kW with 3 kW heater 1ph with 2 zone kit | Aquarea L series All-in-one 1ph 2zone | [7 empty] | 890.307 | 110 | 1,870 | 0,690 | 0,690 | - | - | - | -
WH-ADC0509L6E5 | 5025232946655 | A2W | INDOOR | d) All in one | 1ph (COMPACT) | Aquarea All-in-one hydrosplit L series 5-9 kW with 6 kW heater 1ph | Aquarea L series All-in-one 1ph | [7 empty] | 1.073.088 | 135 | 1,920 | 0,810 | 0,690 | - | - | - | -
WH-ADC0509L6E5AN | 5025232946662 | A2W | INDOOR | d) All in one | 1ph (DK) | Aquarea All-in-one hydrosplit L series 5-9 kW with 6 kW heater 1ph with electronic anode | Aquarea L series All-in-one 1ph AN | [7 empty] | 1.073.088 | 135 | 1,920 | 0,810 | 0,690 | - | - | - | -
WH-SDC0509L3E5 | 5025232951338 | A2W | INDOOR | a) Bi | LT 1ph | Aquarea High Performance Hydrobox L series 5-9 kW with 3 kW heater 1ph | Aquarea L series Bibloc 1ph | [7 empty] | 307.188 | 40 | 1,060 | 0,630 | 0,460 | - | - | - | -
WH-SDC0509L6E5 | 5025232951345 | A2W | INDOOR | a) Bi | LT 1ph | Aquarea High Performance Hydrobox L series 5-9 kW with 6 kW heater 1ph | Aquarea L series Bibloc 1ph | [7 empty] | 307.188 | 50 | 1,060 | 0,630 | 0,460 | - | - | - | -
WH-WDG12ME5 | - | A2W | OUTDOOR | a) Bi | LT 1ph | Aquarea High Performance M series R290 12 kW 1ph outdoor unit | Aquarea M series 12 kW 1ph outdoor unit |  |  | x | 2025-10-01 |  |  |  | 758.640 | 106 | 1,160 | 1,090 | 0,600 | R290 |  | 0.02 | 0
WH-WDG16ME5 | - | A2W | OUTDOOR | a) Bi | LT 1ph | Aquarea High Performance M series R290 16 kW 1ph outdoor unit | Aquarea M series 16 kW 1ph outdoor unit |  |  | x | 2025-10-01 |  |  |  | 758.640 | 107 | 1,160 | 1,090 | 0,600 | R290 |  | 0.02 | 0
WH-MDC05J3E5 | 5025232910656 | A2W | OUTDOOR | b) Mono | LT 1ph | Aquarea High Performance J series 5 kW 1ph Monobloc outdoor unit | Aquarea J series 5kW monobloc 1ph | [7 empty] | 667.200 | 111 | 0,960 | 1,390 | 0,500 | R32 | 1.3 | 675 | 0.878
WH-MDC07J3E5 | 5025232910663 | A2W | OUTDOOR | b) Mono | LT 1ph | Aquarea High Performance J series 7 kW 1ph Monobloc outdoor unit | Aquarea J series 7kW monobloc 1ph | [7 empty] | 667.200 | 116 | 0,960 | 1,390 | 0,500 | R32 | 1.3 | 675 | 0.878
WH-MDC09J3E5 | 5025232910670 | A2W | OUTDOOR | b) Mono | LT 1ph | Aquarea High Performance J series 9 kW 1ph Monobloc outdoor unit | Aquarea J series 9kW monobloc 1ph | [7 empty] | 667.200 | 116 | 0,960 | 1,390 | 0,500 | R32 | 1.3 | 675 | 0.878
WH-MDC12H6E5 | 5025232874408 | A2W | OUTDOOR | b) Mono | LT 1ph | Aquarea High Performance H series 12 kW 1ph Monobloc outdoor unit | Aquarea H series 12kW monobloc 1ph | [7 empty] | 984.676 | 153 | 1,540 | 1,390 | 0,460 | R410A | 2.1 | 2088 | 4.385
WH-MDC16H6E5 | 5025232874392 | A2W | OUTDOOR | b) Mono | LT 1ph | Aquarea High Performance H series 16 kW 1ph Monobloc outdoor unit | Aquarea H series 16kW monobloc 1ph | [7 empty] | 984.676 | 153 | 1,540 | 1,390 | 0,460 | R410A | 2.1 | 2088 | 4.385
WH-WXG09ME5 | 5025232979011 | A2W | OUTDOOR | a) Bi | Tcap 1ph | Aquarea T-CAP M series R290 9 kW 1ph outdoor unit | Aquarea M series 9 kW 1ph outdoor unit |  |  | x | 2025-01-01 |  |  |  | 1.343.094 | 172 | 1,690 | 1,320 | 0,600 | R290 | 1.78 | 0.02 | 3.56e-05
WH-WXG12ME5 | 5025232979028 | A2W | OUTDOOR | a) Bi | Tcap 1ph | Aquarea T-CAP M series R290 12 kW 1ph outdoor unit | Aquarea M series 12 kW 1ph outdoor unit |  |  | x | 2025-01-01 |  |  |  | 1.343.094 | 172 | 1,690 | 1,320 | 0,600 | R290 | 1.78 | 0.02 | 3.56e-05
WH-WXG09ME8 | 5025232968701 | A2W | OUTDOOR | a) Bi | Tcap 3ph | Aquarea T-CAP M series R290 9 kW 3ph outdoor unit | Aquarea M series 9 kW 3ph outdoor unit | [7 empty] | 1.311.570 | 175 | 1,710 | 1,300 | 0,590 | R290 | 1.78 | 0.02 | 3.56e-05
WH-WXG12ME8 | 5025232968718 | A2W | OUTDOOR | a) Bi | Tcap 3ph | Aquarea T-CAP M series R290 12 kW 3ph outdoor unit | Aquarea M series 12 kW 3ph outdoor unit | [7 empty] | 1.293.870 | 175 | 1,700 | 1,290 | 0,590 | R290 | 1.78 | 0.02 | 3.56e-05
WH-WXG16ME8 | 5025232968725 | A2W | OUTDOOR | a) Bi | Tcap 3ph | Aquarea T-CAP M series R290 16 kW 3ph outdoor unit | Aquarea M series 16 kW 3ph outdoor unit | [7 empty] | 1.338.480 | 176 | 1,690 | 1,320 | 0,600 | R290 | 1.77 | 0.02 | 3.54e-05
WH-WXG20ME8 | 5025232968541 | A2W | OUTDOOR | c) Big A2W | Big A2w | Big Aquarea T-CAP M series R290 20 kW 3ph outdoor unit | Aquarea M series 20 kW 3ph outdoor unit |  |  | x | 2024-11-01 |  |  |  | 2.017.730 | 270 | 1,870 | 1,660 | 0,650 | R290 | 3 | 0.02 | 6e-05
WH-WXG25ME8 | 5025232968558 | A2W | OUTDOOR | c) Big A2W | Big A2w | Big Aquarea T-CAP M series R290 25 kW 3ph outdoor unit | Aquarea M series 25 kW 3ph outdoor unit |  |  | x | 2024-11-01 |  |  |  | 2.017.730 | 270 | 1,870 | 1,660 | 0,650 | R290 | 3 | 0.02 | 6e-05
WH-WXG30ME8 | 5025232968565 | A2W | OUTDOOR | c) Big A2W | Big A2w | Big Aquarea T-CAP M series R290 30 kW 3ph outdoor unit | Aquarea M series 30 kW 3ph outdoor unit |  |  | x | 2024-11-01 |  |  |  | 2.017.730 | 270 | 1,870 | 1,660 | 0,650 | R290 | 3 | 0.02 | 6e-05
WH-ADC0916M3E51 | - | A2W | INDOOR | d) All in one | 1ph (COMPACT) | Aquarea All-in-one hydrosplit M series 9-16 kW with 3 kW heater 1ph 120 L | Aquarea M series All-in-one 1ph |  |  | x | 2025-10-01 |  |  |  | 895.068 | 107 | 1,880 | 0,690 | 0,690 | - | - | - | -
WH-ADC0916M3E5AN1 | - | A2W | INDOOR | d) All in one | 1ph (DK) | Aquarea All-in-one hydrosplit M series 9-16 kW with 3 kW heater 1ph 120 L with electronic anode | Aquarea M series All-in-one 1ph AN |  |  | x | 2025-10-01 |  |  |  | 895.068 | 107 | 1,880 | 0,690 | 0,690 | - | - | - | -
WH-ADC0916M3E52 | 5025232978571 | A2W | INDOOR | d) All in one | 1ph | Aquarea All-in-one hydrosplit M series 9-16 kW with 3 kW heater 1ph 185 L | Aquarea M series All-in-one 1ph |  |  | x | 2025-02-01 |  |  |  | 889.887 | 97 | 1,920 | 0,810 | 0,690 | - | - | - | -
WH-ADC0916M3E5AN2 | 5025232978588 | A2W | INDOOR | d) All in one | 1ph | Aquarea All-in-one hydrosplit M series 9-16 kW with 3 kW heater 1ph 185 L with electronic anode | Aquarea M series All-in-one 1ph AN |  |  | x | 2025-02-01 |  |  |  | 889.887 | 97 | 1,920 | 0,810 | 0,690 | - | - | - | -
WH-ADC0916M6E52 | 5025232978601 | A2W | INDOOR | d) All in one | 1ph | Aquarea All-in-one hydrosplit M series 9-16 kW with 6 kW heater 1ph 185 L | Aquarea M series All-in-one 1ph |  |  | x | 2025-02-01 |  |  |  | 889.887 | 97 | 1,920 | 0,810 | 0,690 | - | - | - | -
WH-ADC0316M9E82 | 5025232968688 | A2W | INDOOR | d) All in one | 3ph | Aquarea All-in-one hydrosplit M series 3-16 kW with 9 kW heater 3ph 185 L | Aquarea M series All-in-one 3ph | [7 empty] | 895.068 | 98 | 1,880 | 0,690 | 0,690 | - | - | - | -
WH-ADC0316M9E8AN2 | 5025232968695 | A2W | INDOOR | d) All in one | 3ph (DK) | Aquarea All-in-one hydrosplit M series 3-16 kW with 9 kW heater 3ph 185 L with electronic anode | Aquarea M series All-in-one 3ph AN | [7 empty] | 895.068 | 98 | 1,880 | 0,690 | 0,690 | - | - | - | -
WH-ADC0916M3E53 | 5025232977994 | A2W | INDOOR | d) All in one | 1ph | Aquarea All-in-one hydrosplit M series 9-16 kW with 3 kW heater 1 ph 260 L | Aquarea M series All-in-one 260L 1ph |  |  | x | 2025-02-01 |  |  |  | 1.079.224 | 114 | 2,280 | 0,690 | 0,690 | - | - | - | -
WH-ADC0916M3E5AN3 | 5025232978007 | A2W | INDOOR | d) All in one | 1ph (DK) | Aquarea All-in-one hydrosplit M series 9-16 kW with 3 kW heater 1 ph 260 L with electronic anode | Aquarea M series All-in-one 260L 1ph AN |  |  | x | 2025-02-01 |  |  |  | 1.079.224 | 114 | 2,280 | 0,690 | 0,690 | - | - | - | -
WH-ADC0916M6E53 | 5025232978021 | A2W | INDOOR | d) All in one | 1ph | Aquarea All-in-one hydrosplit M series 9-16 kW with 6 kW heater 1 ph 260 L | Aquarea M series All-in-one 260L 1ph |  |  | x | 2025-02-01 |  |  |  | 1.079.224 | 114 | 2,280 | 0,690 | 0,690 | - | - | - | -
WH-ADC0316M9E83 | 5025232976980 | A2W | INDOOR | d) All in one | 3ph | Aquarea All-in-one hydrosplit M series 9-16 kW with 9 kW heater 3ph 260 L | Aquarea M series All-in-one 260L 3ph |  |  | x | 2024-11-01 |  |  |  | 1.085.508 | 114 | 2,280 | 0,690 | 0,690 | - | - | - | -
WH-ADC0316M9E8AN3 | 5025232976997 | A2W | INDOOR | d) All in one | 3ph (DK) | Aquarea All-in-one hydrosplit M series 9-16 kW with 9 kW heater 3ph 260 L with electronic anode | Aquarea M series All-in-one 260L 3ph AN |  |  | x | 2024-11-01 |  |  |  | 1.085.508 | 114 | 2,280 | 0,690 | 0,690 | - | - | - | -
WH-SDC0916M3E5 | 5025232984060 | A2W | INDOOR | a) Bi | LT 1ph | Aquarea Hydrobox M series 9-16 kW with 3 kW heater 1ph | Aquarea M series Bibloc 1ph |  |  | x | 2025-04-01 |  |  |  | 307.188 | 50 | 1,060 | 0,630 | 0,460 | - | - | - | -
WH-SDC0916M6E5 | 5025232984176 | A2W | INDOOR | a) Bi | LT 1ph | Aquarea Hydrobox M series 9-16 kW with 6 kW heater 1ph | Aquarea M series Bibloc 1ph |  |  | x | 2025-04-01 |  |  |  | 307.188 | 50 | 1,060 | 0,630 | 0,460 | - | - | - | -
WH-SDC0316M9E8 | 5025232978496 | A2W | INDOOR | a) Bi | LT 3ph | Aquarea Hydrobox M series 9-16 kW with 9 kW heater 3ph | Aquarea M series Bibloc 3ph |  |  | x | 2024-12-01 |  |  |  | 307.188 | 36 | 1,060 | 0,630 | 0,460 | - | - | - | -
WH-CME5 | 5025232974566 | A2W | ACCESSORY | m) Accessory | Accessory | Aquarea Control Module M series 1ph | Aquarea M series Control Box 1ph |  |  | x | 2025-02-01 |  |  |  | 79.616 | 10 | 0,200 | 0,640 | 0,610 | - | - | - | -
WH-CME8 | 5025232974573 | A2W | ACCESSORY | m) Accessory | Accessory | Aquarea Control Module M series 3ph | Aquarea M series Control Box 3ph |  |  | x | 2024-10-01 |  |  |  | 78.080 | 10 | 0,200 | 0,640 | 0,610 | - | - | - | -
WH-CME8L | 5025232979189 | A2W | ACCESSORY | m) Accessory | Accessory | Big Aquarea Control Module M series 3ph | Big Aquarea M series Control Box 3ph |  |  | x | 2024-11-01 |  |  |  | 78.080 | 10 | 0,200 | 0,640 | 0,610 | - | - | - | -
CZ-RTW2TAW1C | 5025232970407 | A2W | ACCESSORY | m) Accessory | Connectivity | Aquarea M series remote controller with Wifi adaptor | Aquarea remote controller | [7 empty] | 8.000 | 0,090 | 0,200 | 0,200 | 0,200 | - | - | - | -
CZ-RTW2 | 5025232969838 | A2W | ACCESSORY | m) Accessory | Connectivity | Aquarea M series remote controller for 2 zone control | Aquarea remote controller | CZ-RTW2-1 | [6 empty] | 69.030 | 0,900 | 0,260 | 0,590 | 0,450 | - | - | - | -
CZ-RTW2-1 | 5025232979073 | A2W | ACCESSORY | m) Accessory | Connectivity | Aquarea M series remote controller for 2 zone control | Aquarea remote controller |  | CZ-RTW2 | x | 2025-04-01 |  |  |  | 3.628,125 | 1,087 | 0,075 | 0,225 | 0,215 | - | - | - | -
WH-MXC09J3E5 | 5025232910687 | A2W | OUTDOOR | b) Mono | Tcap 1ph | Aquarea T-CAP J series 9 kW 1ph Monobloc outdoor unit | Aquarea J series 9kW monobloc 1ph | WH-MXC09J3E5-1 | [6 empty] | 1.078.000 | 155 | 1,540 | 1,400 | 0,500 | R32 | 1.6 | 675 | 1.08
WH-MXC12J6E5 | 5025232910694 | A2W | OUTDOOR | b) Mono | Tcap 1ph | Aquarea T-CAP J series 12 kW 1ph Monobloc outdoor unit | Aquarea J series 12kW monobloc 1ph | WH-MXC12J6E5-1 | [6 empty] | 1.078.000 | 155 | 1,540 | 1,400 | 0,500 | R32 | 1.6 | 675 | 1.08
WH-MXC09J3E8 | 5025232910748 | A2W | OUTDOOR | b) Mono | Tcap 3ph | Aquarea T-CAP J series 9 kW 3ph Monobloc outdoor unit | Aquarea J series 9kW monobloc 3ph | WH-MXC09J3E8-1 | [6 empty] | 1.085.732 | 155 | 1,540 | 1,400 | 0,500 | R32 | 1.6 | 675 | 1.08
WH-MXC12J9E8 | 5025232910700 | A2W | OUTDOOR | b) Mono | Tcap 3ph | Aquarea T-CAP J series 12 kW 3ph Monobloc outdoor unit | Aquarea J series 12kW monobloc 3ph | WH-MXC12J9E8-1 | [6 empty] | 1.085.732 | 155 | 1,540 | 1,400 | 0,500 | R32 | 1.6 | 675 | 1.08
WH-MXC16J9E8 | 5025232910717 | A2W | OUTDOOR | b) Mono | Tcap 3ph | Aquarea T-CAP J series 16 kW 3ph Monobloc outdoor unit | Aquarea J series 16kW monobloc 3ph | WH-MXC16J9E8-1 | [6 empty] | 1.042.083 | 164 | 1,530 | 1,390 | 0,490 | R32 | 1.8 | 675 | 1.215
WH-MXC09J3E5-1 | 5025232962297 | A2W | OUTDOOR | b) Mono | Tcap 1ph | Aquarea T-CAP J series 9 kW 1ph Monobloc outdoor unit | Aquarea J series 9kW monobloc 1ph |  | WH-MXC09J3E5 | x | 2026-01-01 |  |  |  | 1.085.732 | 155 | 0 | 0 | 0 | R32 | 1.6 | 675 | 1.08
WH-MXC12J6E5-1 | 5025232962310 | A2W | OUTDOOR | b) Mono | Tcap 1ph | Aquarea T-CAP J series 12 kW 1ph Monobloc outdoor unit | Aquarea J series 12kW monobloc 1ph |  | WH-MXC12J6E5 | x | 2026-01-01 |  |  |  | 1.078.000 | 155 | 1,540 | 1,400 | 0,500 | R32 | 1.6 | 675 | 1.08
WH-MXC09J3E8-1 | 5025232962303 | A2W | OUTDOOR | b) Mono | Tcap 3ph | Aquarea T-CAP J series 9 kW 3ph Monobloc outdoor unit | Aquarea J series 9kW monobloc 3ph |  | WH-MXC09J3E8 | x | 2026-01-01 |  |  |  | 1.085.732 | 155 | 0 | 0 | 0 | R32 | 1.6 | 675 | 1.08
WH-MXC12J9E8-1 | 5025232962327 | A2W | OUTDOOR | b) Mono | Tcap 3ph | Aquarea T-CAP J series 12 kW 3ph Monobloc outdoor unit | Aquarea J series 12kW monobloc 3ph |  | WH-MXC12J9E8 | x | 2026-01-01 |  |  |  | 1.078.000 | 155 | 1,540 | 1,400 | 0,500 | R32 | 1.6 | 675 | 1.08
WH-MXC16J9E8-1 | 5025232962334 | A2W | OUTDOOR | b) Mono | Tcap 3ph | Aquarea T-CAP J series 16 kW 3ph Monobloc outdoor unit | Aquarea J series 16kW monobloc 3ph |  | WH-MXC16J9E8 | x | 2026-01-01 |  |  |  | 1.029.000 | 164 | 1,500 | 1,400 | 0,490 | R32 | 1.8 | 675 | 1.215
WH-ADF0309J3E5CM | 5025232925117 | A2W | INDOOR | e) Ecoflex | Indoor (AIO) | Aquarea Ecoflex tank 1ph 185 L | Aquarea Ecoflex tank 1ph | [7 empty] | 866.502 | 109 | 1,820 | 0,690 | 0,690 | - | - | - | -
CU-2WZ71YBE5 | 5025232925124 | A2W | OUTDOOR | e) Ecoflex | Outdoor | Aquarea Ecoflex 8kW 1ph outdoor unit | Aquarea Ecoflex 1ph outdoor unit | [7 empty] | 593.600 | 89 | 1,120 | 1,060 | 0,500 | R32 | 2.4 | 675 | 1.62
S-71WF3E | 5025232925131 | A2W | INDOOR | e) Ecoflex | Indoor (DUCT) | Aquarea Ecoflex duct 7,1 kW 1ph | Aquarea Ecoflex duct 1ph | [7 empty] | 342.720 | 36 | 0,800 | 1,260 | 0,340 | - | - | - | -
WH-UDZ03KE5 | 5025232944446 | A2W | OUTDOOR | a) Bi | LT 1ph | Aquarea High Performance K series 3 kW 1ph outdoor unit | Aquarea K series 3 kW 1ph outdoor unit | [7 empty] | 274.176 | 40 | 0,680 | 0,960 | 0,420 | R32 | 0.9 | 675 | 0.608
WH-UDZ05KE5 | 5025232943760 | A2W | OUTDOOR | a) Bi | LT 1ph | Aquarea High Performance K series 5 kW 1ph outdoor unit | Aquarea K series 5 kW 1ph outdoor unit | [7 empty] | 540.960 | 62 | 0,920 | 1,050 | 0,560 | R32 | 1.3 | 675 | 0.878
WH-UDZ07KE5 | 5025232943777 | A2W | OUTDOOR | a) Bi | LT 1ph | Aquarea High Performance K series 7 kW 1ph outdoor unit | Aquarea K series 7 kW 1ph outdoor unit | [7 empty] | 540.960 | 62 | 0,920 | 1,050 | 0,560 | R32 | 1.3 | 675 | 0.878
WH-UDZ09KE5 | 5025232943784 | A2W | OUTDOOR | a) Bi | LT 1ph | Aquarea High Performance K series 9 kW 1ph outdoor unit | Aquarea K series 9 kW 1ph outdoor unit | [7 empty] | 540.960 | 62 | 0,920 | 1,050 | 0,560 | R32 | 1.3 | 675 | 0.878
WH-UDZ12KE5 | 5025232960293 | A2W | OUTDOOR | a) Bi | LT 1ph | Aquarea High Performance K series 12 kW 1ph outdoor unit | Aquarea K series 12 kW 1ph outdoor unit |  | WH-UD12HE5 | x | 2025-01-01 |  |  |  | 649.325 | 98 | 1,460 | 1 | 0,450 | R32 | 1.6 | 675 | 1.08
WH-UDZ16KE5 | 5025232984923 | A2W | OUTDOOR | a) Bi | LT 1ph | Aquarea High Performance K series 16 kW 1ph outdoor unit | Aquarea K series 12 kW 1ph outdoor unit |  | WH-UD16HE5 | x | 2025-08-01 |  |  |  | 540.960 | 62 | 0,920 | 1,050 | 0,560 | R32 |  | 675 | 0
WH-UDZ09KE8 | 5025232960286 | A2W | OUTDOOR | a) Bi | LT 3ph | Aquarea High Performance K series 9 kW 3ph outdoor unit | Aquarea K series 9 kW 3ph outdoor unit |  | WH-UD09HE8 | x | 2024-12-01 |  |  |  | 657.000 | 98 | 1,460 | 1 | 0,450 | R32 | 1.6 | 675 | 1.08
WH-UDZ12KE8 | 5025232960309 | A2W | OUTDOOR | a) Bi | LT 3ph | Aquarea High Performance K series 12 kW 3ph outdoor unit | Aquarea K series 12 kW 3ph outdoor unit |  | WH-UD12HE8 | x | 2024-12-01 |  |  |  | 657.000 | 98 | 1,460 | 1 | 0,450 | R32 | 1.6 | 675 | 1.08
WH-UDZ16KE8 | 5025232960316 | A2W | OUTDOOR | a) Bi | LT 3ph | Aquarea High Performance K series 16 kW 3ph outdoor unit | Aquarea K series 16 kW 3ph outdoor unit |  | WH-UD16HE8 | x | 2024-12-01 |  |  |  | 657.000 | 111 | 1,460 | 1 | 0,450 | R32 | 1.83 | 675 | 1.2352
WH-UXZ09KE5 | 5025232943791 | A2W | OUTDOOR | a) Bi | Tcap 1ph | Aquarea T-CAP K series 9 kW 1ph outdoor unit | Aquarea K series 9 kW 1ph outdoor unit |  |  | x | 2024-12-01 |  |  |  | 657.000 | 98 | 1,460 | 1 | 0,450 | R32 | 1.6 | 675 | 1.08
WH-UXZ12KE5 | 5025232943814 | A2W | OUTDOOR | a) Bi | Tcap 1ph | Aquarea T-CAP K series 12 kW 1ph outdoor unit | Aquarea K series 12 kW 1ph outdoor unit |  |  | x | 2024-12-01 |  |  |  | 657.000 | 98 | 1,460 | 1 | 0,450 | R32 | 1.6 | 675 | 1.08
WH-UXZ09KE8 | 5025232943807 | A2W | OUTDOOR | a) Bi | Tcap 3ph | Aquarea T-CAP K series 9 kW 3ph outdoor unit | Aquarea K series 9 kW 3ph outdoor unit |  | WH-UX09HE8 | x | 2024-12-01 |  |  |  | 649.325 | 98 | 1,445 | 1 | 0,465 | R32 | 1.6 | 675 | 1.08
WH-UXZ12KE8 | 5025232943821 | A2W | OUTDOOR | a) Bi | Tcap 3ph | Aquarea T-CAP K series 12 kW 3ph outdoor unit | Aquarea K series 12 kW 3ph outdoor unit |  | WH-UX12HE8 | x | 2024-12-01 |  |  |  | 649.325 | 98 | 1,460 | 1 | 0,450 | R32 | 1.6 | 675 | 1.08
WH-UXZ16KE8 | 5025232951352 | A2W | OUTDOOR | a) Bi | Tcap 3ph | Aquarea T-CAP K series 16 kW 3ph outdoor unit | Aquarea K series 16 kW 3ph outdoor unit |  | WH-UX16HE8 | x | 2024-12-01 |  |  |  | 649.325 | 98 | 1,460 | 1 | 0,460 | R32 | 1.83 | 675 | 1.2352
WH-ADC0309K3E5 | 5025232943944 | A2W | INDOOR | d) All in one | 1ph (COMPACT) | Aquarea All-in-one K series 3-9 kW with 3 kW heater 1ph | Aquarea K series All-in-one 1ph | [7 empty] | 895.068 | 107 | 1,880 | 0,690 | 0,690 | - | - | - | -
WH-ADC0309K3E5B | 5025232943951 | A2W | INDOOR | d) All in one | 1ph (2 ZONE) | Aquarea All-in-one K series 3-9 kW with 3 kW heater 1ph with 2 zone kit | Aquarea K series All-in-one 1ph 2zone | [7 empty] | 895.068 | 107 | 1,880 | 0,690 | 0,690 | - | - | - | -
WH-ADC0309K3E5AN | 5025232946761 | A2W | INDOOR | d) All in one | 1ph (DK) | Aquarea All-in-one K series 3-9 kW with 3 kW heater 1ph with electronic anode | Aquarea K series All-in-one 1ph AN | [7 empty] | 895.068 | 107 | 1,880 | 0,690 | 0,690 | - | - | - | -
WH-ADC0309K6E5 | 5025232943975 | A2W | INDOOR | d) All in one | 1ph (COMPACT) | Aquarea All-in-one K series 3-9 kW with 6 kW heater 1ph | Aquarea K series All-in-one 1ph | [7 empty] | 889.887 | 107 | 1,880 | 0,690 | 0,690 | - | - | - | -
WH-ADC0309K6E5AN | 5025232943982 | A2W | INDOOR | d) All in one | 1ph (DK) | Aquarea All-in-one K series 3-9 kW with 6 kW heater 1ph with electronic anode | Aquarea K series All-in-one 1ph AN | [7 empty] | 895.068 | 107 | 1,880 | 0,690 | 0,690 | - | - | - | -
WH-ADC0912K6E5 | 5025232943999 | A2W | INDOOR | d) All in one | 1ph (COMPACT) | Aquarea All-in-one K series 9-12 kW with 6 kW heater 1ph | Aquarea K series All-in-one 1ph |  |  | x | 2024-12-01 |  |  |  | 889.887 | 108 | 1,880 | 0,690 | 0,690 | - | - | - | -
WH-ADC0912K6E5AN | 5025232946778 | A2W | INDOOR | d) All in one | 1ph (DK) | Aquarea All-in-one K series 9-12 kW with 6 kW heater 1ph with electronic anode | Aquarea K series All-in-one 1ph AN |  |  | x | 2024-12-01 |  |  |  | 895.068 | 108 | 1,880 | 0,690 | 0,690 | - | - | - | -
WH-ADC16K6E5 | - | A2W | INDOOR | d) All in one | 1ph (COMPACT) | Aquarea All-in-one K series 16 kW with 6 kW heater 1ph | Aquarea K series All-in-one 1ph |  |  |  | 2025-08-01 |  |  |  | 895.068 | 107 | 1,880 | 0,690 | 0,690 | - | - | - | -
WH-ADC16K6E5AN | - | A2W | INDOOR | d) All in one | 1ph (DK) | Aquarea All-in-one K series 16 kW with 6 kW heater 1ph with electronic anode | Aquarea K series All-in-one 1ph AN |  |  |  | 2025-08-01 |  |  |  | 895.068 | 107 | 1,880 | 0,690 | 0,690 | - | - | - | -
WH-ADC0912K9E8 | 5025232946785 | A2W | INDOOR | d) All in one | 3ph | Aquarea All-in-one K series 9-12 kW with 9 kW heater 3ph | Aquarea K series All-in-one 3ph |  | WH-ADC0916H9E8 | x | 2024-12-01 |  |  |  | 1.073.088 | 138 | 1,920 | 0,810 | 0,690 | - | - | - | -
WH-ADC0912K9E8AN | 5025232946792 | A2W | INDOOR | d) All in one | 3ph (DK) | Aquarea All-in-one K series 9-12 kW with 9 kW heater 3ph with electronic anode | Aquarea K series All-in-one 3ph AN |  |  | x | 2024-12-01 |  |  |  | 899.829 | 109 | 1,890 | 0,690 | 0,690 | - | - | - | -
WH-ADC16K9E8 | 5025232946808 | A2W | INDOOR | d) All in one | 3ph | Aquarea All-in-one K series 16 kW with 9 kW heater 3ph | Aquarea K series All-in-one 3ph |  | WH-ADC0916H9E8 | x | 2024-12-01 |  |  |  | 933.757,750 | 110 | 1,990 | 0,685 | 0,685 | - | - | - | -
WH-ADC16K9E8AN | 5025232946815 | A2W | INDOOR | d) All in one | 3ph (DK) | Aquarea All-in-one K series 16 kW with 9 kW heater 3ph with electronic anode | Aquarea K series All-in-one 3ph AN |  |  | x | 2024-12-01 |  |  |  | 890.307 | 110 | 1,870 | 0,690 | 0,690 | - | - | - | -
WH-ADC0912K6E53 | 5025232977697 | A2W | INDOOR | d) All in one | 1ph (COMPACT) | Aquarea All-in-one K series 9-12 kW with 6 kW heater 1ph 260 L | Aquarea K series All-in-one 1ph 260L |  |  | x | 2025-02-01 |  |  |  | 1.079.224 | 126 | 1,880 | 0,690 | 0,690 | - | - | - | -
WH-ADC0912K6E5AN3 | 5025232977703 | A2W | INDOOR | d) All in one | 1ph (DK) | Aquarea All-in-one K series 9-12 kW with 6 kW heater 1ph 260 L with electronic anode | Aquarea K series All-in-one 1ph 260L AN |  |  | x | 2025-02-01 |  |  |  | 1.079.224 | 126 | 1,880 | 0,690 | 0,690 | - | - | - | -
WH-ADC16K6E53 | - | A2W | INDOOR | d) All in one | 1ph (COMPACT) | Aquarea All-in-one K series 16 kW with 6 kW heater 1ph 260 L | Aquarea K series All-in-one 1ph 260L |  |  |  | 2025-06-01 |  |  |  | 895.068 | 107 | 1,880 | 0,690 | 0,690 | - | - | - | -
WH-ADC16K6E5AN3 | - | A2W | INDOOR | d) All in one | 1ph (DK) | Aquarea All-in-one K series 16 kW with 6 kW heater 1ph 260 L with electronic anode | Aquarea K series All-in-one 1ph 260L AN |  |  |  | 2025-06-01 |  |  |  | 895.068 | 107 | 1,880 | 0,690 | 0,690 | - | - | - | -
WH-ADC0912K9E83 | 5025232976218 | A2W | INDOOR | d) All in one | 3ph | Aquarea All-in-one K series 9-12 kW with 9 kW heater 3ph 260 L | Aquarea K series All-in-one 3ph 260L |  |  | x | 2024-11-01 |  |  |  | 1.085.508 | 127 | 2,280 | 0,690 | 0,690 | - | - | - | -
WH-ADC0912K9E8AN3 | 5025232976225 | A2W | INDOOR | d) All in one | 3ph (DK) | Aquarea All-in-one K series 9-12 kW with 9 kW heater 3ph 260 L with electronic anode | Aquarea K series All-in-one 3ph AN 260L |  |  | x | 2024-11-01 |  |  |  | 1.079.224 | 127 | 1,920 | 0,810 | 0,690 | - | - | - | -
WH-ADC16K9E83 | 5025232976232 | A2W | INDOOR | d) All in one | 3ph | Aquarea All-in-one K series 16 kW with 9 kW heater 3ph 260 L | Aquarea K series All-in-one 3ph 260L |  |  | x | 2024-11-01 |  |  |  | 1.085.508 | 128 | 2,280 | 0,690 | 0,690 | - | - | - | -
WH-ADC16K9E8AN3 | 5025232976249 | A2W | INDOOR | d) All in one | 3ph (DK) | Aquarea All-in-one K series 16 kW with 9 kW heater 3ph 260 L with electronic anode | Aquarea K series All-in-one 3ph AN 260L |  |  | x | 2024-11-01 |  |  |  | 1.079.224 | 128 | 1,920 | 0,810 | 0,690 | - | - | - | -
WH-SDC0309K3E5 | 5025232944033 | A2W | INDOOR | a) Bi | LT 1ph | Aquarea High Performance bibloc indoor unit K series 3-9 kW with 3 kW heater 1ph | Aquarea K series Bibloc 1ph | [7 empty] | 307.188 | 48 | 1,060 | 0,630 | 0,460 | - | - | - | -
WH-SDC0309K6E5 | 5025232944040 | A2W | INDOOR | a) Bi | LT 1ph | Aquarea High Performance bibloc indoor unit K series 3-9 kW with 6 kW heater 1ph | Aquarea K series Bibloc 1ph | [7 empty] | 307.188 | 48 | 1,060 | 0,630 | 0,460 | - | - | - | -
WH-SDC12K6E5 | 5025232960255 | A2W | INDOOR | a) Bi | LT 1ph | Aquarea High Performance bibloc indoor unit K series 12 kW with 6 kW heater 1ph | Aquarea K series Bibloc 1ph |  | WH-SDC12H6E5 | x | 2025-01-01 |  |  |  | 305.408 | 45 | 1,060 | 0,630 | 0,460 | - | - | - | -
WH-SDC16K6E5 | - | A2W | INDOOR | a) Bi | LT 1ph | Aquarea High Performance bibloc indoor unit K series 16 kW with 6 kW heater 1ph | Aquarea K series Bibloc 1ph |  | WH-SDC16H6E5 | x | 2025-08-01 |  |  |  | 307.188 | 48 | 1,060 | 0,630 | 0,460 | - | - | - | -
WH-SDC09K3E8 | 5025232960231 | A2W | INDOOR | a) Bi | LT 3ph | Aquarea High Performance bibloc indoor unit K series 9 kW with 3 kW heater 3ph | Aquarea K series Bibloc 3ph |  | WH-SDC09H3E8 | x | 2024-12-01 |  |  |  | 305.408 | 45 | 1,060 | 0,630 | 0,460 | - | - | - | -
WH-SDC09K9E8 | 5025232960248 | A2W | INDOOR | a) Bi | LT 3ph | Aquarea High Performance bibloc indoor unit K series 9 kW with 9 kW heater 3ph | Aquarea K series Bibloc 3ph |  |  | x | 2024-12-01 |  |  |  | 307.188 | 46 | 1,060 | 0,630 | 0,460 | - | - | - | -
WH-SDC12K9E8 | 5025232960262 | A2W | INDOOR | a) Bi | LT 3ph | Aquarea High Performance bibloc indoor unit K series 12 kW with 9 kW heater 3ph | Aquarea K series Bibloc 3ph |  | WH-SDC12H9E8 | x | 2024-12-01 |  |  |  | 307.188 | 46 | 1,060 | 0,630 | 0,460 | - | - | - | -
WH-SDC16K9E8 | 5025232960279 | A2W | INDOOR | a) Bi | LT 3ph | Aquarea High Performance bibloc indoor unit K series 16 kW with 9 kW heater 3ph | Aquarea K series Bibloc 3ph |  | WH-SDC16H9E8 | x | 2024-12-01 |  |  |  | 290.970 | 47 | 1,060 | 0,610 | 0,450 | - | - | - | -
WH-SXC09K3E5 | 5025232943708 | A2W | INDOOR | a) Bi | Tcap 1ph | Aquarea T-CAP bibloc indoor unit K series 9 kW with 3 kW heater 1ph | Aquarea K series Bibloc 1ph |  | WH-SXC09H3E5 | x | 2024-12-01 |  |  |  | 293.715 | 45 | 1,070 | 0,610 | 0,450 | - | - | - | -
WH-SXC09K6E5 | 5025232943722 | A2W | INDOOR | a) Bi | Tcap 1ph | Aquarea T-CAP bibloc indoor unit K series 9 kW with 6 kW heater 1ph | Aquarea K series Bibloc 1ph |  |  | x | 2024-12-01 |  |  |  | 307.188 | 50 | 1,060 | 0,630 | 0,460 | - | - | - | -
WH-SXC12K6E5 | 5025232943746 | A2W | INDOOR | a) Bi | Tcap 1ph | Aquarea T-CAP bibloc indoor unit K series 12 kW with 6 kW heater 1ph | Aquarea K series Bibloc 1ph |  | WH-SXC12H6E5 | x | 2024-12-01 |  |  |  | 307.188 | 50 | 1,060 | 0,630 | 0,460 | - | - | - | -
WH-SXC09K3E8 | 5025232943715 | A2W | INDOOR | a) Bi | Tcap 3ph | Aquarea T-CAP bibloc indoor unit K series 9 kW with 3 kW heater 3ph | Aquarea K series Bibloc 3ph |  | WH-SXC09H3E8 | x | 2024-12-01 |  |  |  | 307.188 | 50 | 1,060 | 0,630 | 0,460 | - | - | - | -
WH-SXC09K9E8 | 5025232943739 | A2W | INDOOR | a) Bi | Tcap 3ph | Aquarea T-CAP bibloc indoor unit K series 9 kW with 9 kW heater 3ph | Aquarea K series Bibloc 3ph |  |  | x | 2024-12-01 |  |  |  | 307.188 | 50 | 1,060 | 0,630 | 0,460 | - | - | - | -
WH-SXC12K9E8 | 5025232943753 | A2W | INDOOR | a) Bi | Tcap 3ph | Aquarea T-CAP bibloc indoor unit K series 12 kW with 9 kW heater 3ph | Aquarea K series Bibloc 3ph |  | WH-SXC12H9E8 | x | 2024-12-01 |  |  |  | 307.188 | 52 | 1,060 | 0,630 | 0,460 | - | - | - | -
WH-SXC16K9E8 | 5025232951604 | A2W | INDOOR | a) Bi | Tcap 3ph | Aquarea T-CAP bibloc indoor unit K series 16 kW with 9 kW heater 3ph | Aquarea K series Bibloc 3ph |  | WH-SXC16H9E8 | x | 2024-12-01 |  |  |  | 307.188 | 52 | 1,060 | 0,630 | 0,460 | - | - | - | -
WH-UD12HE5 | 5025232847648 | A2W | OUTDOOR | a) Bi | LT 1ph | Aquarea High Performance H series 12 kW 1ph outdoor unit | Aquarea H series 12 kW 1ph outdoor unit | WH-UDZ12KE5 | [6 empty] | 657.000 | 109 | 1,460 | 1 | 0,450 | R410A | 2.55 | 2088 | 5.324
WH-UD16HE5 | 5025232847662 | A2W | OUTDOOR | a) Bi | LT 1ph | Aquarea High Performance H series 16 kW 1ph outdoor unit | Aquarea H series 16 kW 1ph outdoor unit | [7 empty] | 657.000 | 109 | 1,460 | 1 | 0,450 | R410A | 2.55 | 2088 | 5.324
WH-UD09HE8 | 5025232847631 | A2W | OUTDOOR | a) Bi | LT 3ph | Aquarea High Performance H series 9 kW 3ph outdoor unit | Aquarea H series 9 kW 3ph outdoor unit | WH-UDZ09KE8 | [6 empty] | 657.000 | 115 | 1,460 | 1 | 0,450 | R410A | 2.55 | 2088 | 5.324
WH-UD12HE8 | 5025232847655 | A2W | OUTDOOR | a) Bi | LT 3ph | Aquarea High Performance H series 12 kW 3ph outdoor unit | Aquarea H series 12 kW 3ph outdoor unit | WH-UDZ12KE8 | [6 empty] | 657.000 | 115 | 1,460 | 1 | 0,450 | R410A | 2.55 | 2088 | 5.324
WH-UD16HE8 | 5025232847679 | A2W | OUTDOOR | a) Bi | LT 3ph | Aquarea High Performance H series 16 kW 3ph outdoor unit | Aquarea H series 16 kW 3ph outdoor unit | WH-UDZ16KE8 | [6 empty] | 657.000 | 115 | 1,460 | 1 | 0,450 | R410A | 2.55 | 2088 | 5.324
WH-UX09HE5 | 5025232855148 | A2W | OUTDOOR | a) Bi | Tcap 1ph | Aquarea T-CAP H series 9 kW 1ph outdoor unit | Aquarea H series 12 kW 1ph outdoor unit | WH-UXZ09KE5 | [6 empty] | 657.000 | 110 | 1,440 | 0,980 | 0,470 | R410A | 2.85 | 2088 | 5.951
WH-UX12HE5 | 5025232855162 | A2W | OUTDOOR | a) Bi | Tcap 1ph | Aquarea T-CAP H series 12 kW 1ph outdoor unit | Aquarea H series 16 kW 1ph outdoor unit | WH-UXZ12KE5 | [6 empty] | 657.000 | 110 | 1,460 | 1 | 0,450 | R410A | 2.85 | 2088 | 5.951
WH-UX09HE8 | 5025232855155 | A2W | OUTDOOR | a) Bi | Tcap 3ph | Aquarea T-CAP H series 9 kW 3ph outdoor unit | Aquarea H series 9 kW 3ph outdoor unit | WH-UXZ09KE8 | [6 empty] | 657.000 | 116 | 1,440 | 0,980 | 0,470 | R410A | 2.85 | 2088 | 5.951
WH-UX12HE8 | 5025232855179 | A2W | OUTDOOR | a) Bi | Tcap 3ph | Aquarea T-CAP H series 12 kW 3ph outdoor unit | Aquarea H series 12 kW 3ph outdoor unit | WH-UXZ12KE8 | [6 empty] | 657.000 | 116 | 1,460 | 1 | 0,450 | R410A | 2.85 | 2088 | 5.951
WH-UX16HE8 | 5025232855186 | A2W | OUTDOOR | a) Bi | Tcap 3ph | Aquarea T-CAP H series 16 kW 3ph outdoor unit | Aquarea H series 16 kW 3ph outdoor unit | WH-UXZ16KE8 | [6 empty] | 657.000 | 126 | 1,460 | 1 | 0,450 | R410A | 2.9 | 2088 | 6.055
WH-UQ09HE8 | 5025232863327 | A2W | OUTDOOR | a) Bi | Tcap Sq 3ph | Aquarea T-CAP H series 9 kW 3ph Super Quiet outdoor unit | Aquarea H series 9 kW 3ph outdoor unit | [7 empty] | 984.676 | 163 | 1,540 | 1,390 | 0,460 | R410A | 2.85 | 2088 | 5.951
WH-UQ12HE8 | 5025232863334 | A2W | OUTDOOR | a) Bi | Tcap Sq 3ph | Aquarea T-CAP H series 12 kW 3ph Super Quiet outdoor unit | Aquarea H series 12 kW 3ph outdoor unit | [7 empty] | 984.676 | 163 | 1,540 | 1,390 | 0,460 | R410A | 2.85 | 2088 | 5.951
WH-UQ16HE8 | 5025232863341 | A2W | OUTDOOR | a) Bi | Tcap Sq 3ph | Aquarea T-CAP H series 16 kW 3ph Super Quiet outdoor unit | Aquarea H series 16 kW 3ph outdoor unit | [7 empty] | 984.676 | 173 | 1,540 | 1,390 | 0,460 | R410A | 2.99 | 2088 | 6.243
WH-ADC1216H6E5C | 5025232916283 | A2W | INDOOR | d) All in one | 1ph (COMPACT) | Aquarea All-in-one Compact H series 12-16 kW with 6 kW heater 1ph | Aquarea H series All-in-one 1ph | WH-ADC0912K6E5 | [6 empty] | 866.502 | 109 | 1,820 | 0,690 | 0,690 | - | - | - | -
WH-ADC0916H9E8 | 5025232854905 | A2W | INDOOR | d) All in one | 3ph | Aquarea All-in-one Compact H series 9-16 kW with 9 kW heater 3ph | Aquarea H series All-in-one 3ph | [7 empty] | 1.073.088 | 138 | 1,920 | 0,810 | 0,690 | - | - | - | -
WH-SDC12H6E5 | 5025232847570 | A2W | INDOOR | a) Bi | LT 1ph | Aquarea High Performance bibloc indoor unit H series 12 kW with 6 kW heater 1ph | Aquarea H series Bibloc 1ph | WH-SDC12K6E5 | [6 empty] | 307.188 | 50 | 1,060 | 0,630 | 0,460 | - | - | - | -
WH-SDC16H6E5 | 5025232847594 | A2W | INDOOR | a) Bi | LT 1ph | Aquarea High Performance bibloc indoor unit H series 16 kW with 6 kW heater 1ph | Aquarea H series Bibloc 1ph | [7 empty] | 307.188 | 51 | 1,060 | 0,630 | 0,460 | - | - | - | -
WH-SDC09H3E8 | 5025232847563 | A2W | INDOOR | a) Bi | LT 3ph | Aquarea High Performance bibloc indoor unit H series 9 kW with 3 kW heater 3ph | Aquarea H series Bibloc 3ph | WH-SDC09K3E8 | [6 empty] | 307.188 | 50 | 1,060 | 0,630 | 0,460 | - | - | - | -
WH-SDC12H9E8 | 5025232847587 | A2W | INDOOR | a) Bi | LT 3ph | Aquarea High Performance bibloc indoor unit H series 12 kW with 9 kW heater 3ph | Aquarea H series Bibloc 3ph | WH-SDC12K9E8 | [6 empty] | 307.188 | 51 | 1,060 | 0,630 | 0,460 | - | - | - | -
WH-SDC16H9E8 | 5025232847600 | A2W | INDOOR | a) Bi | LT 3ph | Aquarea High Performance bibloc indoor unit H series 16 kW with 9 kW heater 3ph | Aquarea H series Bibloc 3ph | WH-SDC16K9E8 | [6 empty] | 307.188 | 52 | 1,060 | 0,630 | 0,460 | - | - | - | -
WH-SXC09H3E5 | 5025232855094 | A2W | INDOOR | a) Bi | Tcap 1ph | Aquarea T-CAP bibloc indoor unit H series 9 kW with 3 kW heater 1ph | Aquarea H series Bibloc 1ph | WH-SXC09K3E5 | [6 empty] | 307.188 | 50 | 1,060 | 0,630 | 0,460 | - | - | - | -
WH-SXC12H6E5 | 5025232855117 | A2W | INDOOR | a) Bi | Tcap 1ph | Aquarea T-CAP bibloc indoor unit H series 12 kW with 6 kW heater 1ph | Aquarea H series Bibloc 1ph | WH-SXC12K6E5 | [6 empty] | 307.188 | 50 | 1,060 | 0,630 | 0,460 | - | - | - | -
WH-SXC09H3E8 | 5025232855100 | A2W | INDOOR | a) Bi | Tcap 3ph | Aquarea T-CAP bibloc indoor unit H series 9 kW with 3 kW heater 3ph | Aquarea H series Bibloc 3ph | WH-SXC09K3E8 | [6 empty] | 307.188 | 50 | 1,060 | 0,630 | 0,460 | - | - | - | -
WH-SXC12H9E8 | 5025232855124 | A2W | INDOOR | a) Bi | Tcap 3ph | Aquarea T-CAP bibloc indoor unit H series 9 kW with 9 kW heater 3ph | Aquarea H series Bibloc 3ph | WH-SXC12K9E8 | [6 empty] | 307.188 | 51 | 1,060 | 0,630 | 0,460 | - | - | - | -
WH-SXC16H9E8 | 5025232855131 | A2W | INDOOR | a) Bi | Tcap 3ph | Aquarea T-CAP bibloc indoor unit H series 12 kW with 9 kW heater 3ph | Aquarea H series Bibloc 3ph | WH-SXC16K9E8 | [6 empty] | 307.188 | 52 | 1,060 | 0,630 | 0,460 | - | - | - | -
WH-SQC09H3E8 | 5025232863297 | A2W | INDOOR | a) Bi | Tcap Sq 3ph | Aquarea T-CAP Super Quiet bibloc indoor unit H series 9 kW with 3 kW heater 3ph | Aquarea H series Bibloc 3ph | [7 empty] | 307.188 | 50 | 1,060 | 0,630 | 0,460 | - | - | - | -
WH-SQC12H9E8 | 5025232863303 | A2W | INDOOR | a) Bi | Tcap Sq 3ph | Aquarea T-CAP Super Quiet bibloc indoor unit H series 9 kW with 9 kW heater 3ph | Aquarea H series Bibloc 3ph | [7 empty] | 307.188 | 51 | 1,060 | 0,630 | 0,460 | - | - | - | -
WH-SQC16H9E8 | 5025232863310 | A2W | INDOOR | a) Bi | Tcap Sq 3ph | Aquarea T-CAP Super Quiet bibloc indoor unit H series 12 kW with 9 kW heater 3ph | Aquarea H series Bibloc 3ph | [7 empty] | 307.188 | 52 | 1,060 | 0,630 | 0,460 | - | - | - | -
CZ-RTW1 | 5025232953660 | A2W | ACCESSORY | m) Accessory | Connectivity | Optional remote controller for 2 zone control. K and L series | Wired remote controller | [7 empty] | 69.030 | 0,350 | 0,260 | 0,590 | 0,450 | - | - | - | -
PAW-A2W-COV-KL | 4010869401876 | A2W | ACCESSORY | m) Accessory | Accessory | Cover for the remote control compartment of the indoor unit. K series or later | Cover for indoor unit | [7 empty] | 465,500 | 0,100 | 0,025 | 0,140 | 0,133 | - | - | - | -
CZ-NW1 | - | A2W | ACCESSORY | m) Accessory | Hydraulic Accessories | Wall bracket to mount the All in One 120 L on the wall. | Wall bracket for AIO |  |  | x | 2025-05-01 |  |  |  | 43.758 | 4,750 | 0,170 | 0,780 | 0,330 | - | - | - | -
CZ-NS4P | 5025232837328 | A2W | ACCESSORY | m) Accessory | Solar Connection | PCB for advanced functions in J and H Series | Optional PCB | [7 empty] | 3.600 | 0,500 | 0,060 | 0,250 | 0,240 | - | - | - | -
CZ-NS5P | 5025232953646 | A2W | ACCESSORY | m) Accessory | Solar Connection | PCB for advanced functions in K and L Series | Optional PCB | [7 empty] | 3.600 | 0,500 | 0,060 | 0,250 | 0,240 | - | - | - | -
CZ-NS6P | 5025232970391 | A2W | ACCESSORY | m) Accessory | Solar Connection | PCB for advanced functions in L series. For All-in-one and bi-bloc indoor units | Optional PCB | [7 empty] | 3.600 | 0,900 | 0,060 | 0,250 | 0,240 | - | - | - | -
CZ-NS7P | 5025232974542 | A2W | ACCESSORY | m) Accessory | Solar Connection | PCB for advanced functions in L series. For Control module | Optional PCB |  |  | x | 2024-10-01 |  |  |  | 2.850 | 0,650 | 0,060 | 0,250 | 0,190 | - | - | - | -
CZ-NE2P | 5025232702534 | A2W | ACCESSORY | m) Accessory | Base Pan Heater | Base pan heater for Bi‑bloc 3 and 5 kW (except L Series) and 7 and 9 kW K Series | Base pan heater | [7 empty] | 3.000 | 0,450 | 0,050 | 0,250 | 0,240 | - | - | - | -
CZ-NE3P | 5025232760275 | A2W | ACCESSORY | m) Accessory | Base Pan Heater | Base pan heater for J and H Series | Base pan heater | [7 empty] | 3.000 | 0,450 | 0,050 | 0,250 | 0,240 | - | - | - | -
CZ-NE4P | 5025232951598 | A2W | ACCESSORY | m) Accessory | Base Pan Heater | Base pan heater for 5, 7 and 9 kW L Series | Base pan heater | [7 empty] | 3.000 | 0,450 | 0,050 | 0,250 | 0,240 | - | - | - | -
CZ-NE5P | - | A2W | ACCESSORY | m) Accessory | Base Pan Heater | Base pan heater for Big Aquarea M Series | Base pan heater |  |  | x | 2025-04-01 |  |  |  | - | - | - | - | - | - | - | - | -
PAW-GRDBSE20 | 4010869234047 | A2W | ACCESSORY | m) Accessory | Mounting Material | Outdoor base ground support for noise and vibration absorption. | Ground stand | [7 empty] | 80.032 | 30 | 0,320 | 0,610 | 0,410 | - | - | - | -
PAW-GRDSTD940 | 4010869401852 | A2W | ACCESSORY | m) Accessory | Mounting Material | Black Ground stand for outdoor unit with 940 mm wide condenser water tray | Ground stand with tray | [7 empty] | 68.159 | 19,800 | 0,130 | 0,980 | 0,535 | - | - | - | -
PAW-GRDSTD1100 | 4010869401944 | A2W | ACCESSORY | m) Accessory | Mounting Material | Black Ground stand for outdoor unit with 1100 mm wide condenser water tray | Ground stand with tray | [7 empty] | 82.940 | 18,400 | 0,130 | 1,160 | 0,550 | - | - | - | -
PAW-GRDSTDHTR940 | 4010869401937 | A2W | ACCESSORY | m) Accessory | Mounting Material | Electrical heater foil for the ground stand with 940 mm wide condenser water tray | Heater for ground stand | [7 empty] | 87.745 | 8,900 | 0,140 | 1,150 | 0,545 | - | - | - | -
PAW-GRDSTDHTR1100 | 4010869401906 | A2W | ACCESSORY | m) Accessory | Mounting Material | Electrical heater foil for the ground stand with 1100 mm wide condenser water tray | Heater for ground stand | [7 empty] | 87.745 | 9,400 | 0,140 | 1,150 | 0,545 | - | - | - | -
CZ-NV1 | 5025232837335 | A2W | ACCESSORY | m) Accessory | Hydraulic Accessories | 3-way valve kit to fit inside the hydrokit. J and H Series | 3-way valve | [7 empty] | 43.758 | 4,750 | 0,170 | 0,780 | 0,330 | - | - | - | -
CZ-NV2 | 5025232953653 | A2W | ACCESSORY | m) Accessory | Hydraulic Accessories | 3-way valve kit to fit inside the hydrokit. K and L Series | 3-way valve | [7 empty] | 43.758 | 4,750 | 0,170 | 0,780 | 0,330 | - | - | - | -
CZ-NV3 | 5025232974559 | A2W | ACCESSORY | m) Accessory | Hydraulic Accessories | 3-way valve kit to fit inside the hydrokit. M Series | 3-way valve |  |  | x | 2024-12-01 |  |  |  | 43.758 | 4,750 | 0,170 | 0,780 | 0,330 | - | - | - | -
PAW-3WYVLV-HW | 4010869357692 | A2W | ACCESSORY | m) Accessory | Hydraulic Accessories | 3-way valve for DHW Tanks | 3-way valve | [7 empty] | 2.125,522 | 0,930 | 0,082 | 0,161 | 0,161 | - | - | - | -
PAW-A2W-AFVLV | 8016615348996 | A2W | ACCESSORY | m) Accessory | Hydraulic Accessories | 1 anti-freeze valve (2 required per system) | Antifreeze valve | PAW-A2W-AFVLV-1 | [6 empty] | 445,440 | 0,504 | 0,024 | 0,290 | 0,064 | - | - | - | -
PAW-A2W-AFVLV-1 | 4010869465878 | A2W | ACCESSORY | m) Accessory | Hydraulic Accessories | 1 anti-freeze valve 1" (2 required per system) | Antifreeze valve |  | PAW-A2W-AFVLV | x | 2024-11-01 |  |  |  | 445,440 | 0,450 | 0,024 | 0,290 | 0,064 | - | - | - | -
PAW-A2W-AFVLV-112 | - | A2W | ACCESSORY | m) Accessory | Hydraulic Accessories | 1 anti-freeze valve 1 1/2" (2 required per system) | Antifreeze valve |  |  | x | 2025-04-01 |  |  |  | - | - | - | - | - | - | - | - | -
CZ-TAW1B | 5025232932061 | A2W | ACCESSORY | m) Accessory | Cloud | Optional Wi-Fi or WLAN adapter for Cloud services | Aquarea Cloud adapter | CZ-TAW1C | [6 empty] | 1.624 | 0,570 | 0,070 | 0,160 | 0,145 | - | - | - | -
CZ-TAW1C | 4010869392785 | A2W | ACCESSORY | m) Accessory | Cloud | Optional Wi-Fi or WLAN adapter for Panasonic Comfort Cloud and Aquarea Service Cloud | Aquarea Cloud adapter |  | CZ-TAW1B | x | 2025-04-01 |  |  |  | 1.624 | 0,480 | 0,070 | 0,160 | 0,145 | - | - | - | -
CZ-TAW1-CBL | 5025232985357 | A2W | ACCESSORY | m) Accessory | Cloud | 10 m extension cable for CZ-TAW1B | 10m extension cable for Cloud adapter | [7 empty] | 72 | 0,015 | 0,055 | 0,250 | 0,245 | - | - | - | -
PAW-A2W-EXTMETER | 8445409139180 | A2W | ACCESSORY | m) Accessory | Connectivity | External meter gateway for K series or later | External meter gateway | [7 empty] | 1.112,144 | 0,230 | 0,044 | 0,178 | 0,142 | - | - | - | -
CZ-NSMB | 4010869615631 | A2W | ACCESSORY | m) Accessory | Solar Connection | Modbus PCB for Big Aquarea T‑CAP M Series | Modbus gateway |  |  | x | 2025-01-01 |  |  |  | 880 | 0,378 | 0,050 | 0,160 | 0,110 | - | - | - | -
PAW-AZAW-MBS-1 | 8445409139241 | A2W | ACCESSORY | m) Accessory | Connectivity | Modbus gateway for H series or later (Airzone) | Modbus gateway | PAW-AZAW-MBS-M | [6 empty] | 952 | 0,107 | 0,040 | 0,170 | 0,140 | - | - | - | -
PAW-AZAW-MBS-M | 4010869599351 | A2W | ACCESSORY | m) Accessory | Connectivity | Modbus gateway for H series or later (Airzone) | Modbus gateway |  | PAW-AZAW-MBS-1 | x | 2024-11-01 |  |  |  | 952 | 0,107 | 0,040 | 0,170 | 0,140 | - | - | - | -
PAW-AW-MBS-H | 4010869257763 | A2W | ACCESSORY | m) Accessory | Connectivity | Modbus gateway for H series or later (Intesis) | Modbus gateway | [7 empty] | 1.270,750 | 0,200 | 0,085 | 0,130 | 0,115 | - | - | - | -
PAW-AZAW-KNX-1 | 8445409139258 | A2W | ACCESSORY | m) Accessory | Connectivity | KNX gateway for H series or later (Airzone) | KNX gateway |  |  | x | 2025-04-01 |  |  |  | 853,200 | 0,107 | 0,040 | 0,158 | 0,135 | - | - | - | -
PAW-AW-KNX-H | 4010869257756 | A2W | ACCESSORY | m) Accessory | Connectivity | KNX gateway for H series or later (Intesis) | KNX gateway | [7 empty] | 1.270,750 | 0,130 | 0,085 | 0,130 | 0,115 | - | - | - | -
PAW-A2W-CMH-2 | 4010869376129 | A2W | ACCESSORY | m) Accessory | Heat Pump Manager | Cascade manager for Aquarea heat pumps | Aquarea Cascade manager | PAW-A2W-CMH-3 | [6 empty] | 12.250 | 3,200 | 0,140 | 0,350 | 0,250 | - | - | - | -
PAW-A2W-CMH-3 | 4010869599405 | A2W | ACCESSORY | m) Accessory | Heat Pump Manager | Cascade manager for Aquarea heat pumps | Aquarea Cascade manager |  | PAW-A2W-CMH-2 | x | 2024-11-01 |  |  |  | 14.191,480 | 2,840 | 0,152 | 0,355 | 0,263 | - | - | - | -
PAW-A2W-CME4 | 4010869608794 | A2W | ACCESSORY | m) Accessory | Heat Pump Manager | Aquarea Cascade Edge (up to 4 Aquarea heat pumps) | Aquarea Cascade Edge 4 |  |  | x | 2024-11-01 |  |  |  | 12.740 | 2,200 | 0,200 | 0,260 | 0,245 | - | - | - | -
PAW-A2W-CME10 | 4010869608800 | A2W | ACCESSORY | m) Accessory | Heat Pump Manager | Aquarea Cascade Edge (up to 10 Aquarea heat pumps) | Aquarea Cascade Edge 10 |  |  | x | 2024-11-01 |  |  |  | 12.740 | 2,200 | 0,200 | 0,260 | 0,245 | - | - | - | -
KIT-TSRTXHPOXE | - | A2W | ACCESSORY | m) Accessory | Tado | Set of tado° Heat Pump Optimizer X and 1x Smart Radiator Thermostat X | HPO X + SRT X |  |  | x | 2024-11-01 |  |  |  | - | - | - | - | - | - | - | - | -
KIT-TSRTX4HPOXE | - | A2W | ACCESSORY | m) Accessory | Tado | Set of tado° Heat Pump Optimizer X and 4x tado° Smart Radiator Thermostat | HPO X + 4 SRT X |  |  | x | 2024-11-01 |  |  |  | - | - | - | - | - | - | - | - | -
KIT-TSTXHPOXE | - | A2W | ACCESSORY | m) Accessory | Tado | Set of tado° Heat Pump Optimizer X and 1x Smart Thermostat X | HPO X + ST X |  |  | x | 2024-11-01 |  |  |  | - | - | - | - | - | - | - | - | -
KIT-TSTXSRTX2HPOXE | - | A2W | ACCESSORY | m) Accessory | Tado | Set of tado° Heat Pump Optimizer X and 1x Smart Thermostat X and 2x Smart Radiator Thermostat X | HPO X + ST X + 2 SRT X |  |  | x | 2024-11-01 |  |  |  | - | - | - | - | - | - | - | - | -
KIT-TSTXSRTX2HPOXU | - | A2W | ACCESSORY | m) Accessory | Tado | Set of tado° Heat Pump Optimizer X and 1x Smart Thermostat X and 2x Smart Radiator Thermostat X | HPO X + ST X + 2 SRT X |  |  | x | 2024-11-01 |  |  |  | - | - | - | - | - | - | - | - | -
PAW-THPOXE | 4260328612521 | A2W | ACCESSORY | m) Accessory | Tado | tado° Heat Pump Optimizer X (with Europlug) | Heat Pump Manager X |  |  | x | 2024-11-01 |  |  |  | 1.827,360 | 0,564 | 0,141 | 0,216 | 0,065 | - | - | - | -
PAW-THPOXUK | 4260328612538 | A2W | ACCESSORY | m) Accessory | Tado | tado° Heat Pump Optimizer X (with UK plug) | Heat Pump Manager X UK |  |  | x | 2024-11-01 |  |  |  | 1.827,360 | 0,652 | 0,141 | 0,216 | 0,065 | - | - | - | -
PAW-TSRTX | 4260328612552 | A2W | ACCESSORY | m) Accessory | Tado | tado° Smart Radiator Thermostat X | Smart Radiator Thermostat X |  |  | x | 2024-11-01 |  |  |  | 600,240 | 0,250 | 0,080 | 0,123 | 0,061 | - | - | - | -
PAW-TSRTXB | 4260328612118 | A2W | ACCESSORY | m) Accessory | Tado | tado° Smart Radiator Thermostat X with Bridge X | Smart Radiator Thermostat X + Bridge X |  |  | x | 2024-11-01 |  |  |  | 1.205,523 | 0,441 | 0,121 | 0,123 | 0,081 | - | - | - | -
PAW-TSRTX4 | 4260328612125 | A2W | ACCESSORY | m) Accessory | Tado | 4x tado° Smart Radiator Thermostat X | 4 Smart Radiator Thermostat X |  |  | x | 2024-11-01 |  |  |  | 2.362,041 | 1 | 0,121 | 0,241 | 0,081 | - | - | - | -
PAW-TSTX | 4260328612569 | A2W | ACCESSORY | m) Accessory | Tado | tado° Smart Thermostat X | Smart Thermostat X |  |  | x | 2024-11-01 |  |  |  | 679,052 | 0,287 | 0,121 | 0,122 | 0,046 | - | - | - | -
PAW-TSTXB | 4260328612132 | A2W | ACCESSORY | m) Accessory | Tado | tado° Smart Thermostat X with Bridge X | Smart Thermostat X + Bridge X |  |  | x | 2024-11-01 |  |  |  | 1.579,534 | 0,478 | 0,121 | 0,122 | 0,107 | - | - | - | -
PAW-TWTSX | 4260328612064 | A2W | ACCESSORY | m) Accessory | Tado | tado° Wireless Temperature Sensor X | Wireless Temperature Sensor X |  |  | x | 2024-11-01 |  |  |  | 679,052 | 0,250 | 0,121 | 0,122 | 0,046 | - | - | - | -
PAW-TSTXSRTX2B | 4260328612149 | A2W | ACCESSORY | m) Accessory | Tado | Set of 1x Smart Thermostat X, 2x Smart Radiator Thermostat X and 1x Bridge X | 1 ST + 2 SRT + Bridge X |  |  | x | 2024-11-01 |  |  |  | 2.737,867 | 0,978 | 0,121 | 0,187 | 0,121 | - | - | - | -
PAW-TBX | 4260328612071 | A2W | ACCESSORY | m) Accessory | Tado | tado° Bridge X | Bridge X |  |  | x | 2024-11-01 |  |  |  | 600,240 | 0,191 | 0,080 | 0,123 | 0,061 | - | - | - | -
PAW-A2W-RTWIRELESS | 4010869202404 | A2W | ACCESSORY | m) Accessory | Connectivity | Wireless LCD room thermostat with weekly timer | Wireless room thermostat | [7 empty] | 1.165,500 | 0,346 | 0,090 | 0,185 | 0,070 | - | - | - | -
PAW-A2W-RTWIRED | 4010869202398 | A2W | ACCESSORY | m) Accessory | Connectivity | Wired LCD room thermostat with weekly timer | Wireed room thermostat | [7 empty] | 859,950 | 0,350 | 0,135 | 0,098 | 0,065 | - | - | - | -
PAW-A2W-TSBH | 4010869555760 | A2W | ACCESSORY | m) Accessory | H Generation Cables | In-line heater sensor for the control module M Series. | In-line heater sensor |  |  | x | 2025-01-01 |  |  |  | 831,040 | 0,160 | 0,056 | 0,140 | 0,106 | - | - | - | -
PAW-A2W-TSBU | 4010869209298 | A2W | ACCESSORY | m) Accessory | H Generation Cables | Buffer tank sensor (PAW-A2W-TSHC required) | Buffer tank sensor | [7 empty] | 57,600 | 0,045 | 0,018 | 0,100 | 0,032 | - | - | - | -
PAW-A2W-TSSO | 4010869209335 | A2W | ACCESSORY | m) Accessory | H Generation Cables | Solar sensor | Solar sensor | [7 empty] | 57,600 | 0,048 | 0,018 | 0,100 | 0,032 | - | - | - | -
PAW-A2W-TSOD | 4010869209304 | A2W | ACCESSORY | m) Accessory | H Generation Cables | Outdoor ambient sensor | Outdoor ambient sensor | [7 empty] | 369,600 | 0,075 | 0,100 | 0,077 | 0,048 | - | - | - | -
PAW-A2W-TSRT | 4010869209328 | A2W | ACCESSORY | m) Accessory | H Generation Cables | Zone room sensor | Zone room sensor | [7 empty] | 321,816 | 0,085 | 0,106 | 0,092 | 0,033 | - | - | - | -
PAW-A2W-TSHC | 4010869209311 | A2W | ACCESSORY | m) Accessory | H Generation Cables | Zone water sensor | Zone water sensor | [7 empty] | 362,208 | 0,091 | 0,098 | 0,077 | 0,048 | - | - | - | -
PAW-A2W-MGTFILTER | 4010869360371 | A2W | ACCESSORY | m) Accessory | Hydraulic Accessories | Optional magnet for the water filter on H Series | Optional magnet filter | [7 empty] | 294 | 0,070 | 0,060 | 0,070 | 0,070 | - | - | - | -
P-FAL10SC-HLE | 4010869593144 | A2W | ACCESSORY | q) Aquarea Air | Floor | Floor standing Fan coil. On-board display. Left-hand piping. Built-in 3-way valve | Fan Coil Floor standing |  |  | x | 2024-11-01 |  |  |  | 118.818 | 18 | 0,690 | 0,820 | 0,210 | - | - | - | -
P-FAL10SC-RLE | 4010869593151 | A2W | ACCESSORY | q) Aquarea Air | Floor | Floor standing Fan coil. With PCB for wall-mounted control. Left-hand piping. Built-in 3-way valve | Fan Coil Floor standing |  |  | x | 2024-11-01 |  |  |  | 119.395,500 | 18 | 0,685 | 0,830 | 0,210 | - | - | - | -
P-FAL20SC-HLE | 4010869593168 | A2W | ACCESSORY | q) Aquarea Air | Floor | Floor standing Fan coil. On-board display. Left-hand piping. Built-in 3-way valve | Fan Coil Floor standing |  |  | x | 2024-11-01 |  |  |  | 150.696 | 21 | 0,690 | 1,040 | 0,210 | - | - | - | -
P-FAL20SC-RLE | 4010869593175 | A2W | ACCESSORY | q) Aquarea Air | Floor | Floor standing Fan coil. With PCB for wall-mounted control. Left-hand piping. Built-in 3-way valve | Fan Coil Floor standing |  |  | x | 2024-11-01 |  |  |  | 149.971,500 | 21 | 0,690 | 1,035 | 0,210 | - | - | - | -
P-FAL30SC-HLE | 4010869593182 | A2W | ACCESSORY | q) Aquarea Air | Floor | Floor standing Fan coil. On-board display. Left-hand piping. Built-in 3-way valve | Fan Coil Floor standing |  |  | x | 2024-11-01 |  |  |  | 178.227 | 24 | 0,690 | 1,230 | 0,210 | - | - | - | -
P-FAL30SC-RLE | 4010869593199 | A2W | ACCESSORY | q) Aquarea Air | Floor | Floor standing Fan coil. With PCB for wall-mounted control. Left-hand piping. Built-in 3-way valve | Fan Coil Floor standing |  |  | x | 2024-11-01 |  |  |  | 178.227 | 24 | 0,690 | 1,230 | 0,210 | - | - | - | -
P-FAL35SC-HLE | 4010869593205 | A2W | ACCESSORY | q) Aquarea Air | Floor | Floor standing Fan coil. On-board display. Left-hand piping. Built-in 3-way valve | Fan Coil Floor standing |  |  | x | 2024-11-01 |  |  |  | 203.739,250 | 27 | 0,695 | 1,430 | 0,205 | - | - | - | -
P-FAL35SC-RLE | 4010869593212 | A2W | ACCESSORY | q) Aquarea Air | Floor | Floor standing Fan coil. With PCB for wall-mounted control. Left-hand piping. Built-in 3-way valve | Fan Coil Floor standing |  |  | x | 2024-11-01 |  |  |  | 207.207 | 27 | 0,690 | 1,430 | 0,210 | - | - | - | -
P-FAL40SC-HLE | 4010869593229 | A2W | ACCESSORY | q) Aquarea Air | Floor | Floor standing Fan coil. On-board display. Left-hand piping. Built-in 3-way valve | Fan Coil Floor standing |  |  | x | 2024-11-01 |  |  |  | 239.610 | 30 | 0,700 | 1,630 | 0,210 | - | - | - | -
P-FAL40SC-RLE | 4010869593236 | A2W | ACCESSORY | q) Aquarea Air | Floor | Floor standing Fan coil. With PCB for wall-mounted control. Left-hand piping. Built-in 3-way valve | Fan Coil Floor standing |  |  | x | 2024-11-01 |  |  |  | 236.187 | 30 | 0,690 | 1,630 | 0,210 | - | - | - | -
P-FAL10SC-00E | 4010869593243 | A2W | ACCESSORY | q) Aquarea Air | Floor | Floor standing Fan coil. Left-hand piping. | Fan Coil Floor standing |  |  | x | 2024-11-01 |  |  |  | 121.716 | 18 | 0,690 | 0,840 | 0,210 | - | - | - | -
P-FAL10DC-00E | 4010869593250 | A2W | ACCESSORY | q) Aquarea Air | Floor | Floor standing Fan coil. Right-hand piping. | Fan Coil Floor standing |  |  | x | 2024-11-01 |  |  |  | 122.010 | 18 | 0,700 | 0,830 | 0,210 | - | - | - | -
P-FAL20SC-00E | 4010869593267 | A2W | ACCESSORY | q) Aquarea Air | Floor | Floor standing Fan coil. Left-hand piping. | Fan Coil Floor standing |  |  | x | 2024-11-01 |  |  |  | 149.247 | 21 | 0,690 | 1,030 | 0,210 | - | - | - | -
P-FAL20DC-00E | 4010869593274 | A2W | ACCESSORY | q) Aquarea Air | Floor | Floor standing Fan coil. Right-hand piping. | Fan Coil Floor standing |  |  | x | 2024-11-01 |  |  |  | 152.880 | 21 | 0,700 | 1,040 | 0,210 | - | - | - | -
P-FAL30SC-00E | 4010869593281 | A2W | ACCESSORY | q) Aquarea Air | Floor | Floor standing Fan coil. Left-hand piping. | Fan Coil Floor standing |  |  | x | 2024-11-01 |  |  |  | 178.227 | 24 | 0,690 | 1,230 | 0,210 | - | - | - | -
P-FAL30DC-00E | 4010869593298 | A2W | ACCESSORY | q) Aquarea Air | Floor | Floor standing Fan coil. Right-hand piping. | Fan Coil Floor standing |  |  | x | 2024-11-01 |  |  |  | 169.740 | 24 | 0,690 | 1,230 | 0,200 | - | - | - | -
P-FAL35SC-00E | 4010869593304 | A2W | ACCESSORY | q) Aquarea Air | Floor | Floor standing Fan coil. Left-hand piping. | Fan Coil Floor standing |  |  | x | 2024-11-01 |  |  |  | 210.210 | 27 | 0,700 | 1,430 | 0,210 | - | - | - | -
P-FAL35DC-00E | 4010869593311 | A2W | ACCESSORY | q) Aquarea Air | Floor | Floor standing Fan coil. Right-hand piping. | Fan Coil Floor standing |  |  | x | 2024-11-01 |  |  |  | 201.600 | 27 | 0,700 | 1,440 | 0,200 | - | - | - | -
P-FAL40SC-00E | 4010869593328 | A2W | ACCESSORY | q) Aquarea Air | Floor | Floor standing Fan coil. Left-hand piping. | Fan Coil Floor standing |  |  | x | 2024-11-01 |  |  |  | 236.187 | 30 | 0,690 | 1,630 | 0,210 | - | - | - | -
P-FAL40DC-00E | 4010869593335 | A2W | ACCESSORY | q) Aquarea Air | Floor | Floor standing Fan coil. Right-hand piping. | Fan Coil Floor standing |  |  | x | 2024-11-01 |  |  |  | 237.636 | 30 | 0,690 | 1,640 | 0,210 | - | - | - | -
P-FMM10DC-RNE | 4010869593342 | A2W | ACCESSORY | q) Aquarea Air | Wall | Wall-mounted Fan coil. With PCB for wall-mounted control. Right-hand piping. Built-in 3-way valve | Fan Coil Wall mounted |  |  | x | 2024-11-01 |  |  |  | 34.947,200 | 15 | 0,335 | 0,815 | 0,128 | - | - | - | -
P-FMM15DC-RNE | 4010869593359 | A2W | ACCESSORY | q) Aquarea Air | Wall | Wall-mounted Fan coil. With PCB for wall-mounted control. Right-hand piping. Built-in 3-way valve | Fan Coil Wall mounted |  |  | x | 2024-11-01 |  |  |  | 43.523,200 | 17 | 0,335 | 1,015 | 0,128 | - | - | - | -
P-FMM20DC-RNE | 4010869593366 | A2W | ACCESSORY | q) Aquarea Air | Wall | Wall-mounted Fan coil. With PCB for wall-mounted control. Right-hand piping. Built-in 3-way valve | Fan Coil Wall mounted |  |  | x | 2024-11-01 |  |  |  | 121.044 | 20 | 0,440 | 1,310 | 0,210 | - | - | - | -
P-FMM10DC-QNE | 4010869593373 | A2W | ACCESSORY | q) Aquarea Air | Wall | Wall-mounted Fan coil. On-board display and IR control. Right-hand piping. Built-in 3-way valve | Fan Coil Wall mounted |  |  | x | 2024-11-01 |  |  |  | 34.947,200 | 15 | 0,335 | 0,815 | 0,128 | - | - | - | -
P-FMM15DC-QNE | 4010869593380 | A2W | ACCESSORY | q) Aquarea Air | Wall | Wall-mounted Fan coil. On-board display and IR control. Right-hand piping. Built-in 3-way valve | Fan Coil Wall mounted |  |  | x | 2024-11-01 |  |  |  | 43.523,200 | 17 | 0,335 | 1,015 | 0,128 | - | - | - | -
P-FMM20DC-QNE | 4010869593397 | A2W | ACCESSORY | q) Aquarea Air | Wall | Wall-mounted Fan coil. On-board display and IR control. Right-hand piping. Built-in 3-way valve | Fan Coil Wall mounted |  |  | x | 2024-11-01 |  |  |  | 123.795 | 19,600 | 0,450 | 1,310 | 0,210 | - | - | - | -
P-FMM10DC-R0E | 4010869593403 | A2W | ACCESSORY | q) Aquarea Air | Wall | Wall-mounted Fan coil. With PCB for wall-mounted control. Right-hand piping. | Fan Coil Wall mounted |  |  | x | 2024-11-01 |  |  |  | 34.947,200 | 15 | 0,335 | 0,815 | 0,128 | - | - | - | -
P-FMM15DC-R0E | 4010869593410 | A2W | ACCESSORY | q) Aquarea Air | Wall | Wall-mounted Fan coil. With PCB for wall-mounted control. Right-hand piping. | Fan Coil Wall mounted |  |  | x | 2024-11-01 |  |  |  | 105.840 | 17 | 0,450 | 1,120 | 0,210 | - | - | - | -
P-FMM20DC-R0E | 4010869593427 | A2W | ACCESSORY | q) Aquarea Air | Wall | Wall-mounted Fan coil. With PCB for wall-mounted control. Right-hand piping. | Fan Coil Wall mounted |  |  | x | 2024-11-01 |  |  |  | 52.099,200 | 20 | 0,335 | 1,215 | 0,128 | - | - | - | -
P-FMM10DC-Q0E | 4010869593434 | A2W | ACCESSORY | q) Aquarea Air | Wall | Wall-mounted Fan coil. On-board display and IR control. Right-hand piping. | Fan Coil Wall mounted |  |  | x | 2024-11-01 |  |  |  | 34.947,200 | 15 | 0,335 | 0,815 | 0,128 | - | - | - | -
P-FMM15DC-Q0E | 4010869593441 | A2W | ACCESSORY | q) Aquarea Air | Wall | Wall-mounted Fan coil. On-board display and IR control. Right-hand piping. | Fan Coil Wall mounted |  |  | x | 2024-11-01 |  |  |  | 43.523,200 | 17 | 0,335 | 1,015 | 0,128 | - | - | - | -
P-FMM20DC-Q0E | 4010869593458 | A2W | ACCESSORY | q) Aquarea Air | Wall | Wall-mounted Fan coil. On-board display and IR control. Right-hand piping. | Fan Coil Wall mounted |  |  | x | 2024-11-01 |  |  |  | 126.522 | 18,400 | 0,450 | 1,320 | 0,213 | - | - | - | -
P-FMM10DC-V0E | 4010869593465 | A2W | ACCESSORY | q) Aquarea Air | Wall | Wall-mounted Fan coil. With PCB for analog control (0-10V). Right-hand piping. | Fan Coil Wall mounted |  |  | x | 2024-11-01 |  |  |  | 34.947,200 | 15 | 0,335 | 0,815 | 0,128 | - | - | - | -
P-FMM15DC-V0E | 4010869593472 | A2W | ACCESSORY | q) Aquarea Air | Wall | Wall-mounted Fan coil. With PCB for analog control (0-10V). Right-hand piping. | Fan Coil Wall mounted |  |  | x | 2024-11-01 |  |  |  | 43.523,200 | 17 | 0,335 | 1,015 | 0,128 | - | - | - | -
P-FMM20DC-V0E | 4010869593489 | A2W | ACCESSORY | q) Aquarea Air | Wall | Wall-mounted Fan coil. With PCB for analog control (0-10V). Right-hand piping. | Fan Coil Wall mounted |  |  | x | 2024-11-01 |  |  |  | 52.099,200 | 20 | 0,335 | 1,215 | 0,128 | - | - | - | -
P-FMM10SC-Q0E | 4010869593496 | A2W | ACCESSORY | q) Aquarea Air | Wall | Wall-mounted Fan coil. On-board display and IR control. Left-hand piping. | Fan Coil Wall mounted |  |  | x | 2024-11-01 |  |  |  | 34.947,200 | 15 | 0,335 | 0,815 | 0,128 | - | - | - | -
P-FMM15SC-Q0E | 4010869593502 | A2W | ACCESSORY | q) Aquarea Air | Wall | Wall-mounted Fan coil. On-board display and IR control. Left-hand piping. | Fan Coil Wall mounted |  |  | x | 2024-11-01 |  |  |  | 43.523,200 | 17 | 0,335 | 1,015 | 0,128 | - | - | - | -
P-FMM20SC-Q0E | 4010869593519 | A2W | ACCESSORY | q) Aquarea Air | Wall | Wall-mounted Fan coil. On-board display and IR control. Left-hand piping. | Fan Coil Wall mounted |  |  | x | 2024-11-01 |  |  |  | 121.044 | 20 | 0,440 | 1,310 | 0,210 | - | - | - | -
P-FMM10SC-R0E | 4010869593526 | A2W | ACCESSORY | q) Aquarea Air | Wall | Wall-mounted Fan coil. With PCB for wall-mounted control. Left-hand piping. | Fan Coil Wall mounted |  |  | x | 2024-11-01 |  |  |  | 34.947,200 | 15 | 0,335 | 0,815 | 0,128 | - | - | - | -
P-FMM15SC-R0E | 4010869593533 | A2W | ACCESSORY | q) Aquarea Air | Wall | Wall-mounted Fan coil. With PCB for wall-mounted control. Left-hand piping. | Fan Coil Wall mounted |  |  | x | 2024-11-01 |  |  |  | 43.523,200 | 17 | 0,335 | 1,015 | 0,128 | - | - | - | -
P-FMM20SC-R0E | 4010869593540 | A2W | ACCESSORY | q) Aquarea Air | Wall | Wall-mounted Fan coil. With PCB for wall-mounted control. Left-hand piping. | Fan Coil Wall mounted |  |  | x | 2024-11-01 |  |  |  | 121.044 | 20 | 0,440 | 1,310 | 0,210 | - | - | - | -
P-FMM10SC-V0E | 4010869593557 | A2W | ACCESSORY | q) Aquarea Air | Wall | Wall-mounted Fan coil. With PCB for analog control (0-10V). Left-hand piping. | Fan Coil Wall mounted |  |  | x | 2024-11-01 |  |  |  | 34.947,200 | 15 | 0,335 | 0,815 | 0,128 | - | - | - | -
P-FMM15SC-V0E | 4010869593564 | A2W | ACCESSORY | q) Aquarea Air | Wall | Wall-mounted Fan coil. With PCB for analog control (0-10V). Left-hand piping. | Fan Coil Wall mounted |  |  | x | 2024-11-01 |  |  |  | 43.523,200 | 17 | 0,335 | 1,015 | 0,128 | - | - | - | -
P-FMM20SC-V0E | 4010869593571 | A2W | ACCESSORY | q) Aquarea Air | Wall | Wall-mounted Fan coil. With PCB for analog control (0-10V). Left-hand piping. | Fan Coil Wall mounted |  |  | x | 2024-11-01 |  |  |  | 52.099,200 | 20 | 0,335 | 1,215 | 0,128 | - | - | - | -
P-FMM40DC-RNE | 4010869593588 | A2W | ACCESSORY | q) Aquarea Air | Wall | Wall-mounted Fan coil. With PCB for wall-mounted control. Right-hand piping. Built-in 3-way valve | Fan Coil Wall mounted |  |  | x | 2024-11-01 |  |  |  | 190.960 | 20 | 0,440 | 1,400 | 0,310 | - | - | - | -
P-FMM40DC-QNE | 4010869593595 | A2W | ACCESSORY | q) Aquarea Air | Wall | Wall-mounted Fan coil. On-board display and IR control. Right-hand piping. Built-in 3-way valve | Fan Coil Wall mounted |  |  | x | 2024-11-01 |  |  |  | 187.922 | 20 | 0,433 | 1,400 | 0,310 | - | - | - | -
P-FMM40DC-R0E | 4010869593601 | A2W | ACCESSORY | q) Aquarea Air | Wall | Wall-mounted Fan coil. With PCB for wall-mounted control. Right-hand piping. | Fan Coil Wall mounted |  |  | x | 2024-11-01 |  |  |  | 195.300 | 20 | 0,450 | 1,400 | 0,310 | - | - | - | -
P-FMM40DC-Q0E | 4010869593618 | A2W | ACCESSORY | q) Aquarea Air | Wall | Wall-mounted Fan coil. On-board display and IR control. Right-hand piping. | Fan Coil Wall mounted |  |  | x | 2024-11-01 |  |  |  | 192.520,125 | 20 | 0,435 | 1,405 | 0,315 | - | - | - | -
P-FMM40DC-V0E | 4010869593625 | A2W | ACCESSORY | q) Aquarea Air | Wall | Wall-mounted Fan coil. With PCB for analog control (0-10V). Right-hand piping. | Fan Coil Wall mounted |  |  | x | 2024-11-01 |  |  |  | 89.671,125 | 25 | 0,335 | 1,245 | 0,215 | - | - | - | -
P-FTN15R05-RE | 4010869593656 | A2W | ACCESSORY | q) Aquarea Air | Ducted | Ducted Thin Fan coil. With PCB for wall-mounted control. Right-hand piping. | Fan Coil Ducted Thin |  |  | x | 2024-11-01 |  |  |  | 192.974,250 | 20,600 | 0,295 | 0,890 | 0,735 | - | - | - | -
P-FTN20R05-RE | 4010869593663 | A2W | ACCESSORY | q) Aquarea Air | Ducted | Ducted Thin Fan coil. With PCB for wall-mounted control. Right-hand piping. | Fan Coil Ducted Thin |  |  | x | 2024-11-01 |  |  |  | 234.569,250 | 24,400 | 0,285 | 0,930 | 0,885 | - | - | - | -
P-FTN25R05-RE | 4010869593670 | A2W | ACCESSORY | q) Aquarea Air | Ducted | Ducted Thin Fan coil. With PCB for wall-mounted control. Right-hand piping. | Fan Coil Ducted Thin |  |  | x | 2024-11-01 |  |  |  | 301.710 | 35,600 | 0,300 | 1,130 | 0,890 | - | - | - | -
P-FTN35R05-RE | 4010869593687 | A2W | ACCESSORY | q) Aquarea Air | Ducted | Ducted Thin Fan coil. With PCB for wall-mounted control. Right-hand piping. | Fan Coil Ducted Thin |  |  | x | 2024-11-01 |  |  |  | 362.385,750 | 35,600 | 0,305 | 1,335 | 0,890 | - | - | - | -
P-FTN45R05-RE | 4010869593694 | A2W | ACCESSORY | q) Aquarea Air | Ducted | Ducted Thin Fan coil. With PCB for wall-mounted control. Right-hand piping. | Fan Coil Ducted Thin |  |  | x | 2024-11-01 |  |  |  | 380.306 | 46 | 0,290 | 1,660 | 0,790 | - | - | - | -
P-FTN15R05-JE | 4010869593700 | A2W | ACCESSORY | q) Aquarea Air | Ducted | Ducted Thin Fan coil. With PCB for analog control (0-10V). Right-hand piping. | Fan Coil Ducted Thin |  |  | x | 2024-11-01 |  |  |  | 62.761,250 | 30 | 0,575 | 0,590 | 0,185 | - | - | - | -
P-FTN20R05-JE | 4010869593717 | A2W | ACCESSORY | q) Aquarea Air | Ducted | Ducted Thin Fan coil. With PCB for analog control (0-10V). Right-hand piping. | Fan Coil Ducted Thin |  |  | x | 2024-11-01 |  |  |  | 84.036,250 | 41 | 0,575 | 0,790 | 0,185 | - | - | - | -
P-FTN25R05-JE | 4010869593724 | A2W | ACCESSORY | q) Aquarea Air | Ducted | Ducted Thin Fan coil. With PCB for analog control (0-10V). Right-hand piping. | Fan Coil Ducted Thin |  |  | x | 2024-11-01 |  |  |  | 105.311,250 | 45 | 0,575 | 0,990 | 0,185 | - | - | - | -
P-FTN35R05-JE | 4010869593731 | A2W | ACCESSORY | q) Aquarea Air | Ducted | Ducted Thin Fan coil. With PCB for analog control (0-10V). Right-hand piping. | Fan Coil Ducted Thin |  |  | x | 2024-11-01 |  |  |  | 126.586,250 | 54 | 0,575 | 1,190 | 0,185 | - | - | - | -
P-FTN45R05-JE | 4010869593748 | A2W | ACCESSORY | q) Aquarea Air | Ducted | Ducted Thin Fan coil. With PCB for analog control (0-10V). Right-hand piping. | Fan Coil Ducted Thin |  |  | x | 2024-11-01 |  |  |  | 153.180 | 65 | 0,575 | 1,440 | 0,185 | - | - | - | -
P-FTN15O05-RE | 4010869593779 | A2W | ACCESSORY | q) Aquarea Air | Ducted | Ducted Thin Fan coil. With PCB for wall-mounted control. Left-hand piping. | Fan Coil Ducted Thin |  |  | x | 2024-11-01 |  |  |  | 191.890,125 | 20,600 | 0,295 | 0,885 | 0,735 | - | - | - | -
P-FTN20O05-RE | 4010869593786 | A2W | ACCESSORY | q) Aquarea Air | Ducted | Ducted Thin Fan coil. With PCB for wall-mounted control. Left-hand piping. | Fan Coil Ducted Thin |  |  | x | 2024-11-01 |  |  |  | 235.752 | 24,200 | 0,285 | 0,940 | 0,880 | - | - | - | -
P-FTN25O05-RE | 4010869593793 | A2W | ACCESSORY | q) Aquarea Air | Ducted | Ducted Thin Fan coil. With PCB for wall-mounted control. Left-hand piping. | Fan Coil Ducted Thin |  |  | x | 2024-11-01 |  |  |  | 291.653 | 30,800 | 0,290 | 1,130 | 0,890 | - | - | - | -
P-FTN35O05-RE | 4010869593809 | A2W | FAN COIL | q) Aquarea Air | Ducted | Ducted Thin Fan coil. With PCB for wall-mounted control. Left-hand piping. | Fan Coil Ducted Thin |  |  | x | 2024-11-01 |  |  |  | 345.854 | 35,600 | 0,290 | 1,340 | 0,890 | - | - | - | -
P-FTN45O05-RE | 4010869593816 | A2W | FAN COIL | q) Aquarea Air | Ducted | Ducted Thin Fan coil. With PCB for wall-mounted control. Left-hand piping. | Fan Coil Ducted Thin |  |  | x | 2024-11-01 |  |  |  | 385.120 | 45 | 0,290 | 1,660 | 0,800 | - | - | - | -
P-FTN15O05-JE | 4010869593823 | A2W | FAN COIL | q) Aquarea Air | Ducted | Ducted Thin Fan coil. With PCB for analog control (0-10V). Left-hand piping. | Fan Coil Ducted Thin |  |  | x | 2024-11-01 |  |  |  | 62.761,250 | 30 | 0,575 | 0,590 | 0,185 | - | - | - | -
P-FTN20O05-JE | 4010869593830 | A2W | FAN COIL | q) Aquarea Air | Ducted | Ducted Thin Fan coil. With PCB for analog control (0-10V). Left-hand piping. | Fan Coil Ducted Thin |  |  | x | 2024-11-01 |  |  |  | 84.036,250 | 41 | 0,575 | 0,790 | 0,185 | - | - | - | -
P-FTN25O05-JE | 4010869593847 | A2W | FAN COIL | q) Aquarea Air | Ducted | Ducted Thin Fan coil. With PCB for analog control (0-10V). Left-hand piping. | Fan Coil Ducted Thin |  |  | x | 2024-11-01 |  |  |  | 105.311,250 | 45 | 0,575 | 0,990 | 0,185 | - | - | - | -
P-FTN35O05-JE | 4010869593854 | A2W | FAN COIL | q) Aquarea Air | Ducted | Ducted Thin Fan coil. With PCB for analog control (0-10V). Left-hand piping. | Fan Coil Ducted Thin |  |  | x | 2024-11-01 |  |  |  | 126.586,250 | 54 | 0,575 | 1,190 | 0,185 | - | - | - | -
P-FTN45O05-JE | 4010869593861 | A2W | FAN COIL | q) Aquarea Air | Ducted | Ducted Thin Fan coil. With PCB for analog control (0-10V). Left-hand piping. | Fan Coil Ducted Thin |  |  | x | 2024-11-01 |  |  |  | 153.180 | 65 | 0,575 | 1,440 | 0,185 | - | - | - | -
P-FSN20R05-RE | - | A2W | FAN COIL | q) Aquarea Air | Ducted | Ducted Fan coil. With PCB for wall-mounted control. Right-hand piping. | Fan Coil Ducted |  |  | x | 2024-11-01 |  |  |  | - | - | - | - | - | - | - | - | -
P-FSN25R05-RE | - | A2W | FAN COIL | q) Aquarea Air | Ducted | Ducted Fan coil. With PCB for wall-mounted control. Right-hand piping. | Fan Coil Ducted |  |  | x | 2024-11-01 |  |  |  | - | - | - | - | - | - | - | - | -
P-FSN35R05-RE | - | A2W | FAN COIL | q) Aquarea Air | Ducted | Ducted Fan coil. With PCB for wall-mounted control. Right-hand piping. | Fan Coil Ducted |  |  | x | 2024-11-01 |  |  |  | - | - | - | - | - | - | - | - | -
P-FSN45R05-RE | - | A2W | FAN COIL | q) Aquarea Air | Ducted | Ducted Fan coil. With PCB for wall-mounted control. Right-hand piping. | Fan Coil Ducted |  |  | x | 2024-11-01 |  |  |  | - | - | - | - | - | - | - | - | -
P-FSN55R05-RE | 4010869593632 | A2W | FAN COIL | q) Aquarea Air | Ducted | Ducted Fan coil. With PCB for wall-mounted control. Right-hand piping. | Fan Coil Ducted |  |  | x | 2024-11-01 |  |  |  | 240.192 | 67 | 0,695 | 1,440 | 0,240 | - | - | - | -
P-FSN20R05-JE | - | A2W | FAN COIL | q) Aquarea Air | Ducted | Ducted Fan coil. With PCB for analog control (0-10V). Right-hand piping. | Fan Coil Ducted |  |  | x | 2024-11-01 |  |  |  | - | - | - | - | - | - | - | - | -
P-FSN25R05-JE | - | A2W | FAN COIL | q) Aquarea Air | Ducted | Ducted Fan coil. With PCB for analog control (0-10V). Right-hand piping. | Fan Coil Ducted |  |  | x | 2024-11-01 |  |  |  | - | - | - | - | - | - | - | - | -
P-FSN35R05-JE | - | A2W | FAN COIL | q) Aquarea Air | Ducted | Ducted Fan coil. With PCB for analog control (0-10V). Right-hand piping. | Fan Coil Ducted |  |  | x | 2024-11-01 |  |  |  | - | - | - | - | - | - | - | - | -
P-FSN45R05-JE | - | A2W | FAN COIL | q) Aquarea Air | Ducted | Ducted Fan coil. With PCB for analog control (0-10V). Right-hand piping. | Fan Coil Ducted |  |  | x | 2024-11-01 |  |  |  | - | - | - | - | - | - | - | - | -
P-FSN55R05-JE | 4010869593649 | A2W | FAN COIL | q) Aquarea Air | Ducted | Ducted Fan coil. With PCB for analog control (0-10V). Right-hand piping. | Fan Coil Ducted |  |  | x | 2024-11-01 |  |  |  | 240.192 | 67 | 0,695 | 1,440 | 0,240 | - | - | - | -
P-FSN20O05-RE | - | A2W | FAN COIL | q) Aquarea Air | Ducted | Ducted Fan coil. With PCB for wall-mounted control. Left-hand piping. | Fan Coil Ducted |  |  | x | 2024-11-01 |  |  |  | - | - | - | - | - | - | - | - | -
P-FSN25O05-RE | - | A2W | FAN COIL | q) Aquarea Air | Ducted | Ducted Fan coil. With PCB for wall-mounted control. Left-hand piping. | Fan Coil Ducted |  |  | x | 2024-11-01 |  |  |  | - | - | - | - | - | - | - | - | -
P-FSN35O05-RE | - | A2W | FAN COIL | q) Aquarea Air | Ducted | Ducted Fan coil. With PCB for wall-mounted control. Left-hand piping. | Fan Coil Ducted |  |  | x | 2024-11-01 |  |  |  | - | - | - | - | - | - | - | - | -
P-FSN45O05-RE | - | A2W | FAN COIL | q) Aquarea Air | Ducted | Ducted Fan coil. With PCB for wall-mounted control. Left-hand piping. | Fan Coil Ducted |  |  | x | 2024-11-01 |  |  |  | - | - | - | - | - | - | - | - | -
P-FSN55O05-RE | 4010869593755 | A2W | FAN COIL | q) Aquarea Air | Ducted | Ducted Fan coil. With PCB for wall-mounted control. Left-hand piping. | Fan Coil Ducted |  |  | x | 2024-11-01 |  |  |  | 240.192 | 67 | 0,695 | 1,440 | 0,240 | - | - | - | -
P-FSN20O05-JE | - | A2W | FAN COIL | q) Aquarea Air | Ducted | Ducted Fan coil. With PCB for analog control (0-10V). Left-hand piping. | Fan Coil Ducted |  |  | x | 2024-11-01 |  |  |  | - | - | - | - | - | - | - | - | -
P-FSN25O05-JE | - | A2W | FAN COIL | q) Aquarea Air | Ducted | Ducted Fan coil. With PCB for analog control (0-10V). Left-hand piping. | Fan Coil Ducted |  |  | x | 2024-11-01 |  |  |  | - | - | - | - | - | - | - | - | -
P-FSN35O05-JE | - | A2W | FAN COIL | q) Aquarea Air | Ducted | Ducted Fan coil. With PCB for analog control (0-10V). Left-hand piping. | Fan Coil Ducted |  |  | x | 2024-11-01 |  |  |  | - | - | - | - | - | - | - | - | -
P-FSN45O05-JE | - | A2W | FAN COIL | q) Aquarea Air | Ducted | Ducted Fan coil. With PCB for analog control (0-10V). Left-hand piping. | Fan Coil Ducted |  |  | x | 2024-11-01 |  |  |  | - | - | - | - | - | - | - | - | -
P-FSN55O05-JE | 4010869593762 | A2W | FAN COIL | q) Aquarea Air | Ducted | Ducted Fan coil. With PCB for analog control (0-10V). Left-hand piping. | Fan Coil Ducted |  |  | x | 2024-11-01 |  |  |  | 240.192 | 67 | 0,695 | 1,440 | 0,240 | - | - | - | -
P-FSQ30R05-RE | 4010869593878 | A2W | FAN COIL | q) Aquarea Air | Ducted | Ducted Multi Zone Fan coil.With PCB for wall-mounted control. Right-hand piping. | Fan Coil Ducted Multi Zone |  |  | x | 2024-11-01 |  |  |  | 242.614 | 31 | 0,290 | 0,940 | 0,890 | - | - | - | -
P-FSQ45R05-RE | 4010869593885 | A2W | FAN COIL | q) Aquarea Air | Ducted | Ducted Multi Zone Fan coil.With PCB for wall-mounted control. Right-hand piping. | Fan Coil Ducted Multi Zone |  |  | x | 2024-11-01 |  |  |  | 291.653 | 42 | 0,290 | 1,130 | 0,890 | - | - | - | -
P-FSQ60R05-RE | 4010869593892 | A2W | FAN COIL | q) Aquarea Air | Ducted | Ducted Multi Zone Fan coil.With PCB for wall-mounted control. Right-hand piping. | Fan Coil Ducted Multi Zone |  |  | x | 2024-11-01 |  |  |  | 198.492 | 56 | 0,695 | 1,190 | 0,240 | - | - | - | -
P-FSQ75R05-RE | 4010869593908 | A2W | FAN COIL | q) Aquarea Air | Ducted | Ducted Multi Zone Fan coil.With PCB for wall-mounted control. Right-hand piping. | Fan Coil Ducted Multi Zone |  |  | x | 2024-11-01 |  |  |  | 382.800 | 61 | 0,290 | 1,650 | 0,800 | - | - | - | -
P-FSQ30R05-JE | 4010869593915 | A2W | FAN COIL | q) Aquarea Air | Ducted | Ducted Multi Zone Fan coil.With PCB for analog control (0-10V). Right-hand piping. | Fan Coil Ducted Multi Zone |  |  | x | 2024-11-01 |  |  |  | 131.772 | 43 | 0,695 | 0,790 | 0,240 | - | - | - | -
P-FSQ45R05-JE | 4010869593922 | A2W | FAN COIL | q) Aquarea Air | Ducted | Ducted Multi Zone Fan coil.With PCB for analog control (0-10V). Right-hand piping. | Fan Coil Ducted Multi Zone |  |  | x | 2024-11-01 |  |  |  | 165.132 | 47 | 0,695 | 0,990 | 0,240 | - | - | - | -
P-FSQ60R05-JE | 4010869593939 | A2W | FAN COIL | q) Aquarea Air | Ducted | Ducted Multi Zone Fan coil.With PCB for analog control (0-10V). Right-hand piping. | Fan Coil Ducted Multi Zone |  |  | x | 2024-11-01 |  |  |  | 198.492 | 56 | 0,695 | 1,190 | 0,240 | - | - | - | -
P-FSQ75R05-JE | 4010869593946 | A2W | FAN COIL | q) Aquarea Air | Ducted | Ducted Multi Zone Fan coil.With PCB for analog control (0-10V). Right-hand piping. | Fan Coil Ducted Multi Zone |  |  | x | 2024-11-01 |  |  |  | 240.192 | 67 | 0,695 | 1,440 | 0,240 | - | - | - | -
P-FTQ30R05-RE | 4010869593953 | A2W | FAN COIL | q) Aquarea Air | Ducted | Ducted Multi Zone Thin Fan coil. With PCB for wall-mounted control. Right-hand piping. | Fan Coil Ducted Multi Zone |  |  | x | 2024-11-01 |  |  |  | 84.036,250 | 41 | 0,575 | 0,790 | 0,185 | - | - | - | -
P-FTQ45R05-RE | 4010869593960 | A2W | FAN COIL | q) Aquarea Air | Ducted | Ducted Multi Zone Thin Fan coil. With PCB for wall-mounted control. Right-hand piping. | Fan Coil Ducted Multi Zone |  |  | x | 2024-11-01 |  |  |  | 291.653 | 36 | 0,290 | 1,130 | 0,890 | - | - | - | -
P-FTQ60R05-RE | 4010869593977 | A2W | FAN COIL | q) Aquarea Air | Ducted | Ducted Multi Zone Thin Fan coil. With PCB for wall-mounted control. Right-hand piping. | Fan Coil Ducted Multi Zone |  |  | x | 2024-11-01 |  |  |  | 343.273 | 44 | 0,290 | 1,330 | 0,890 | - | - | - | -
P-FTQ65R05-RE | 4010869593984 | A2W | FAN COIL | q) Aquarea Air | Ducted | Ducted Multi Zone Thin Fan coil. With PCB for wall-mounted control. Right-hand piping. | Fan Coil Ducted Multi Zone |  |  | x | 2024-11-01 |  |  |  | 153.180 | 56 | 0,575 | 1,440 | 0,185 | - | - | - | -
P-FTQ30R05-JE | 4010869593991 | A2W | FAN COIL | q) Aquarea Air | Ducted | Ducted Multi Zone Thin Fan coil. With PCB for analog control (0-10V). Right-hand piping. | Fan Coil Ducted Multi Zone |  |  | x | 2024-11-01 |  |  |  | 84.036,250 | 41 | 0,575 | 0,790 | 0,185 | - | - | - | -
P-FTQ45R05-JE | 4010869594004 | A2W | FAN COIL | q) Aquarea Air | Ducted | Ducted Multi Zone Thin Fan coil. With PCB for analog control (0-10V). Right-hand piping. | Fan Coil Ducted Multi Zone |  |  | x | 2024-11-01 |  |  |  | 105.311,250 | 45 | 0,575 | 0,990 | 0,185 | - | - | - | -
P-FTQ60R05-JE | 4010869594011 | A2W | FAN COIL | q) Aquarea Air | Ducted | Ducted Multi Zone Thin Fan coil. With PCB for analog control (0-10V). Right-hand piping. | Fan Coil Ducted Multi Zone |  |  | x | 2024-11-01 |  |  |  | 126.586,250 | 54 | 0,575 | 1,190 | 0,185 | - | - | - | -
P-FTQ65R05-JE | 4010869594028 | A2W | FAN COIL | q) Aquarea Air | Ducted | Ducted Multi Zone Thin Fan coil. With PCB for analog control (0-10V). Right-hand piping. | Fan Coil Ducted Multi Zone |  |  | x | 2024-11-01 |  |  |  | 153.180 | 56 | 0,575 | 1,440 | 0,185 | - | - | - | -
P-FSQ30O05-RE | 4010869594035 | A2W | FAN COIL | q) Aquarea Air | Ducted | Ducted Multi Zone Fan coil.With PCB for wall-mounted control. Left-hand piping. | Fan Coil Ducted Multi Zone |  |  | x | 2024-11-01 |  |  |  | 236.740 | 31 | 0,280 | 0,950 | 0,890 | - | - | - | -
P-FSQ45O05-RE | 4010869594042 | A2W | FAN COIL | q) Aquarea Air | Ducted | Ducted Multi Zone Fan coil.With PCB for wall-mounted control. Left-hand piping. | Fan Coil Ducted Multi Zone |  |  | x | 2024-11-01 |  |  |  | 291.653 | 42 | 0,290 | 1,130 | 0,890 | - | - | - | -
P-FSQ60O05-RE | 4010869594059 | A2W | FAN COIL | q) Aquarea Air | Ducted | Ducted Multi Zone Fan coil.With PCB for wall-mounted control. Left-hand piping. | Fan Coil Ducted Multi Zone |  |  | x | 2024-11-01 |  |  |  | 357.780 | 51 | 0,300 | 1,340 | 0,890 | - | - | - | -
P-FSQ75O05-RE | 4010869594066 | A2W | FAN COIL | q) Aquarea Air | Ducted | Ducted Multi Zone Fan coil.With PCB for wall-mounted control. Left-hand piping. | Fan Coil Ducted Multi Zone |  |  | x | 2024-11-01 |  |  |  | 382.800 | 61 | 0,290 | 1,650 | 0,800 | - | - | - | -
P-FSQ30O05-JE | 4010869594073 | A2W | FAN COIL | q) Aquarea Air | Ducted | Ducted Multi Zone Fan coil.With PCB for analog control (0-10V). Left-hand piping. | Fan Coil Ducted Multi Zone |  |  | x | 2024-11-01 |  |  |  | 131.772 | 43 | 0,695 | 0,790 | 0,240 | - | - | - | -
P-FSQ45O05-JE | 4010869594080 | A2W | FAN COIL | q) Aquarea Air | Ducted | Ducted Multi Zone Fan coil.With PCB for analog control (0-10V). Left-hand piping. | Fan Coil Ducted Multi Zone |  |  | x | 2024-11-01 |  |  |  | 165.132 | 47 | 0,695 | 0,990 | 0,240 | - | - | - | -
P-FSQ60O05-JE | 4010869594097 | A2W | FAN COIL | q) Aquarea Air | Ducted | Ducted Multi Zone Fan coil.With PCB for analog control (0-10V). Left-hand piping. | Fan Coil Ducted Multi Zone |  |  | x | 2024-11-01 |  |  |  | 198.492 | 56 | 0,695 | 1,190 | 0,240 | - | - | - | -
P-FSQ75O05-JE | 4010869594103 | A2W | FAN COIL | q) Aquarea Air | Ducted | Ducted Multi Zone Fan coil.With PCB for analog control (0-10V). Left-hand piping. | Fan Coil Ducted Multi Zone |  |  | x | 2024-11-01 |  |  |  | 240.192 | 67 | 0,695 | 1,440 | 0,240 | - | - | - | -
P-FTQ30O05-RE | 4010869594110 | A2W | FAN COIL | q) Aquarea Air | Ducted | Ducted Multi Zone Thin Fan coil. With PCB for wall-mounted control. Left-hand piping. | Fan Coil Ducted Multi Zone |  |  | x | 2024-11-01 |  |  |  | 84.036,250 | 41 | 0,575 | 0,790 | 0,185 | - | - | - | -
P-FTQ45O05-RE | 4010869594127 | A2W | FAN COIL | q) Aquarea Air | Ducted | Ducted Multi Zone Thin Fan coil. With PCB for wall-mounted control. Left-hand piping. | Fan Coil Ducted Multi Zone |  |  | x | 2024-11-01 |  |  |  | 291.653 | 36 | 0,290 | 1,130 | 0,890 | - | - | - | -
P-FTQ60O05-RE | 4010869594134 | A2W | FAN COIL | q) Aquarea Air | Ducted | Ducted Multi Zone Thin Fan coil. With PCB for wall-mounted control. Left-hand piping. | Fan Coil Ducted Multi Zone |  |  | x | 2024-11-01 |  |  |  | 345.854 | 44 | 0,290 | 1,340 | 0,890 | - | - | - | -
P-FTQ65O05-RE | 4010869594141 | A2W | FAN COIL | q) Aquarea Air | Ducted | Ducted Multi Zone Thin Fan coil. With PCB for wall-mounted control. Left-hand piping. | Fan Coil Ducted Multi Zone |  |  | x | 2024-11-01 |  |  |  | 153.180 | 56 | 0,575 | 1,440 | 0,185 | - | - | - | -
P-FTQ30O05-JE | 4010869594158 | A2W | FAN COIL | q) Aquarea Air | Ducted | Ducted Multi Zone Thin Fan coil. With PCB for analog control (0-10V). Left-hand piping. | Fan Coil Ducted Multi Zone |  |  | x | 2024-11-01 |  |  |  | 84.036,250 | 41 | 0,575 | 0,790 | 0,185 | - | - | - | -
P-FTQ45O05-JE | 4010869594165 | A2W | FAN COIL | q) Aquarea Air | Ducted | Ducted Multi Zone Thin Fan coil. With PCB for analog control (0-10V). Left-hand piping. | Fan Coil Ducted Multi Zone |  |  | x | 2024-11-01 |  |  |  | 105.311,250 | 45 | 0,575 | 0,990 | 0,185 | - | - | - | -
P-FTQ60O05-JE | 4010869594172 | A2W | FAN COIL | q) Aquarea Air | Ducted | Ducted Multi Zone Thin Fan coil. With PCB for analog control (0-10V). Left-hand piping. | Fan Coil Ducted Multi Zone |  |  | x | 2024-11-01 |  |  |  | 126.586,250 | 54 | 0,575 | 1,190 | 0,185 | - | - | - | -
P-FTQ65O05-JE | 4010869594189 | A2W | FAN COIL | q) Aquarea Air | Ducted | Ducted Multi Zone Thin Fan coil. With PCB for analog control (0-10V). Left-hand piping. | Fan Coil Ducted Multi Zone |  |  | x | 2024-11-01 |  |  |  | 153.180 | 56 | 0,575 | 1,440 | 0,185 | - | - | - | -
PCZ-ESW737 | 4010869594530 | A2W | ACCESSORY | m) Accessory | Aquarea Loop | Home Network Hub to manage Aquarea heat pumps via Aquarea Home App | Home Network Hub |  |  | x | 2025-04-01 |  |  |  | 3.375 | 10 | 0,150 | 0,150 | 0,150 | - | - | - | -
PCZ-EEB749 | 4010869594585 | A2W | ACCESSORY | q) Aquarea Air | Accessory | Wall-mounted control with Modbus for Aquarea Air Smart Fan coils and Aquarea Vent | Fan coil wall control |  |  | x | 2024-11-01 |  |  |  | 4.042,500 | 0,350 | 0,100 | 0,245 | 0,165 | - | - | - | -
PCZ-EFB749 | 4010869594592 | A2W | ACCESSORY | q) Aquarea Air | Accessory | Wall-mounted control with Integrated Wi-Fi for Aquarea Air Smart Fan coils and Aquarea Vent | Fan coil wall control |  |  | x | 2024-11-01 |  |  |  | 4.042,500 | 0,350 | 0,100 | 0,245 | 0,165 | - | - | - | -
PCZ-ECA844 | 4010869594677 | A2W | ACCESSORY | q) Aquarea Air | Accessory | On-board display with Modbus for Aquarea Air Smart Fan coil Floor standing | Fan Coil accessory |  |  | x | 2024-11-01 |  |  |  | 9.240 | 1,100 | 0,140 | 0,275 | 0,240 | - | - | - | -
PCZ-EWA844 | 4010869594691 | A2W | ACCESSORY | q) Aquarea Air | Accessory | On-board display with integrated Wi-Fi for Aquarea Air Smart Fan coil Floor standing | Fan Coil accessory |  |  | x | 2024-11-01 |  |  |  | 3.375 | 10 | 0,150 | 0,150 | 0,150 | - | - | - | -
PCZ-ESE845 | 4010869594684 | A2W | ACCESSORY | q) Aquarea Air | Accessory | Wall-mounted control PCB for Aquarea Air Smart fan coil Floor standing | Fan Coil accessory |  |  | x | 2024-11-01 |  |  |  | 8.848,556 | 1,770 | 0,134 | 0,274 | 0,241 | - | - | - | -
PCZ-B10842 | 4010869594707 | A2W | ACCESSORY | q) Aquarea Air | Accessory | PCB for analog control (0-10V) for Aquarea Air Smart fan coils Floor standing | Fan Coil accessory |  |  | x | 2024-11-01 |  |  |  | 3.375 | 10 | 0,150 | 0,150 | 0,150 | - | - | - | -
PCZ-V30720 | 4010869594714 | A2W | ACCESSORY | q) Aquarea Air | Accessory | Motorised 3-way valve for Aquarea Air Floor standing | Fan Coil accessory |  |  | x | 2024-11-01 |  |  |  | 3.825,792 | 0,800 | 0,096 | 0,243 | 0,164 | - | - | - | -
PCZ-V20139 | 4010869594721 | A2W | ACCESSORY | q) Aquarea Air | Accessory | Motorised 2-way valve for Aquarea Air Floor standing, Wall-mounted 40 and Ducted | Fan Coil accessory |  |  | x | 2024-11-01 |  |  |  | 3.826,116 | 0,800 | 0,098 | 0,241 | 0,162 | - | - | - | -
PCZ-V30688 | 4010869594738 | A2W | ACCESSORY | q) Aquarea Air | Accessory | Motorised 3-way valve for Aquarea Air Floor wall-mounted 10, 15, 20 | Fan Coil accessory |  |  | x | 2024-11-01 |  |  |  | 3.794,304 | 0,800 | 0,096 | 0,241 | 0,164 | - | - | - | -
PCZ-V20687 | 4010869594745 | A2W | ACCESSORY | q) Aquarea Air | Accessory | Motorised 2-way valve for Aquarea Air Floor wall-mounted 10, 15, 20 | Fan Coil accessory |  |  | x | 2024-11-01 |  |  |  | 3.857,868 | 0,800 | 0,098 | 0,243 | 0,162 | - | - | - | -
PCZ-V30718 | 4010869594752 | A2W | ACCESSORY | q) Aquarea Air | Accessory | Motorised 3-way valve for Aquarea Air Floor wall-mounted 40 | Fan Coil accessory |  |  | x | 2024-11-01 |  |  |  | 3.826,116 | 0,800 | 0,098 | 0,241 | 0,162 | - | - | - | -
PCZ-V30361 | 4010869594912 | A2W | ACCESSORY | q) Aquarea Air | Accessory | Motorised 3-way valve for Aquarea Air Ducted | Fan Coil accessory |  |  | x | 2024-11-01 |  |  |  | 3.881,682 | 0,770 | 0,098 | 0,243 | 0,163 | - | - | - | -
PCZ-GB0520 | 4010869594769 | A2W | ACCESSORY | q) Aquarea Air | Accessory | Condensate drip tray for horizontal installation of the Aquarea Air Smart fan coil Floor standing 10 | Fan Coil accessory |  |  | x | 2024-11-01 |  |  |  | 12.084 | 1,200 | 0,060 | 0,530 | 0,380 | - | - | - | -
PCZ-GB0521 | 4010869594776 | A2W | ACCESSORY | q) Aquarea Air | Accessory | Condensate drip tray for horizontal installation of the Aquarea Air Smart fan coil Floor standing 20 | Fan Coil accessory |  |  | x | 2024-11-01 |  |  |  | 8.103 | 1,600 | 0,030 | 0,730 | 0,370 | - | - | - | -
PCZ-GB0522 | 4010869594783 | A2W | ACCESSORY | q) Aquarea Air | Accessory | Condensate drip tray for horizontal installation of the Aquarea Air Smart fan coil Floor standing 30 | Fan Coil accessory |  |  | x | 2024-11-01 |  |  |  | 18.620 | 1,600 | 0,050 | 0,980 | 0,380 | - | - | - | -
PCZ-GB0523 | 4010869594790 | A2W | ACCESSORY | q) Aquarea Air | Accessory | Condensate drip tray for horizontal installation of the Aquarea Air Smart fan coil Floor standing 35 | Fan Coil accessory |  |  | x | 2024-11-01 |  |  |  | 17.860 | 1,800 | 0,050 | 0,940 | 0,380 | - | - | - | -
PCZ-GB0524 | 4010869594806 | A2W | ACCESSORY | q) Aquarea Air | Accessory | Condensate drip tray for horizontal installation of the Aquarea Air Smart fan coil Floor standing 40 | Fan Coil accessory |  |  | x | 2024-11-01 |  |  |  | 19.536 | 2 | 0,040 | 1,320 | 0,370 | - | - | - | -
PCZ-LC0158 | 4010869594868 | A2W | ACCESSORY | q) Aquarea Air | Accessory | Set of 2 legs to protect water pipes for Aquarea Air Floor standing | Fan Coil accessory |  |  | x | 2024-11-01 |  |  |  | 3.841,992 | 0,800 | 0,098 | 0,242 | 0,162 | - | - | - | -
PCZ-LC0606 | 4010869594875 | A2W | ACCESSORY | q) Aquarea Air | Accessory | Set of 2 legs to anchor the Aquarea Air Floor standing to the floor | Fan Coil accessory |  |  | x | 2024-11-01 |  |  |  | 8.759,848 | 1,800 | 0,134 | 0,277 | 0,236 | - | - | - | -
PCZ-AHRD0431 | 4010869594929 | A2W | ACCESSORY | q) Aquarea Air | Accessory | Delivery plate with 2 circular inlets DN 160 mm. For P-FSN20 | Fan Coil accessory |  |  | x | 2024-11-01 |  |  |  | 21.456 | 1 | 0,240 | 0,745 | 0,120 | - | - | - | -
PCZ-AHRD0432 | 4010869594936 | A2W | ACCESSORY | q) Aquarea Air | Accessory | Delivery plate with 3 circular inlets DN 160 mm. For P-FSN25 | Fan Coil accessory |  |  | x | 2024-11-01 |  |  |  | 21.456 | 1 | 0,240 | 0,745 | 0,120 | - | - | - | -
PCZ-AHRD0433 | 4010869594943 | A2W | ACCESSORY | q) Aquarea Air | Accessory | Delivery plate with 4 circular inlets DN 160 mm. For P-FSN35 | Fan Coil accessory |  |  | x | 2024-11-01 |  |  |  | 40.896 | 2 | 0,240 | 1,420 | 0,120 | - | - | - | -
PCZ-AHRD0434 | 4010869594950 | A2W | ACCESSORY | q) Aquarea Air | Accessory | Delivery plate with 6 circular inlets DN 160 mm. For P-FSN45 | Fan Coil accessory |  |  | x | 2024-11-01 |  |  |  | 40.896 | 2 | 0,240 | 1,420 | 0,120 | - | - | - | -
PCZ-AHRD0435 | 4010869594967 | A2W | ACCESSORY | q) Aquarea Air | Accessory | Delivery plate with 7 circular inlets DN 160 mm. For P-FSN55 | Fan Coil accessory |  |  | x | 2024-11-01 |  |  |  | 40.896 | 3 | 0,240 | 1,420 | 0,120 | - | - | - | -
PCZ-AHRD0561 | 4010869595025 | A2W | ACCESSORY | q) Aquarea Air | Accessory | Delivery plate with 2 circular inlets DN 160 mm. For P-FTN15 | Fan Coil accessory |  |  | x | 2024-11-01 |  |  |  | 3.375 | 10 | 0,150 | 0,150 | 0,150 | - | - | - | -
PCZ-AHRD0562 | 4010869595032 | A2W | ACCESSORY | q) Aquarea Air | Accessory | Delivery plate with 3 circular inlets DN 160 mm. For P-FTN20 | Fan Coil accessory |  |  | x | 2024-11-01 |  |  |  | 3.375 | 10 | 0,150 | 0,150 | 0,150 | - | - | - | -
PCZ-AHRD0563 | 4010869595049 | A2W | ACCESSORY | q) Aquarea Air | Accessory | Delivery plate with 4 circular inlets DN 160 mm. For P-FTN25 | Fan Coil accessory |  |  | x | 2024-11-01 |  |  |  | 3.375 | 10 | 0,150 | 0,150 | 0,150 | - | - | - | -
PCZ-AHRD0564 | 4010869595056 | A2W | ACCESSORY | q) Aquarea Air | Accessory | Delivery plate with 6 circular inlets DN 160 mm. For P-FTN35 | Fan Coil accessory |  |  | x | 2024-11-01 |  |  |  | 3.375 | 10 | 0,150 | 0,150 | 0,150 | - | - | - | -
PCZ-AHRD0565 | 4010869595063 | A2W | ACCESSORY | q) Aquarea Air | Accessory | Delivery plate with 7 circular inlets DN 160 mm. For P-FTN45 | Fan Coil accessory |  |  | x | 2024-11-01 |  |  |  | 3.375 | 10 | 0,150 | 0,150 | 0,150 | - | - | - | -
PCZ-AHRD0461 | 4010869594974 | A2W | ACCESSORY | q) Aquarea Air | Accessory | Return plenum with 2 circular inlets DN 160 mm. For P-FSN20 | Fan Coil accessory |  |  | x | 2024-11-01 |  |  |  | 21.456 | 1,500 | 0,240 | 0,745 | 0,120 | - | - | - | -
PCZ-AHRD0462 | 4010869594981 | A2W | ACCESSORY | q) Aquarea Air | Accessory | Return plenum with 3 circular inlets DN 160 mm. For P-FSN25 | Fan Coil accessory |  |  | x | 2024-11-01 |  |  |  | 21.456 | 1,500 | 0,240 | 0,745 | 0,120 | - | - | - | -
PCZ-AHRD0463 | 4010869594998 | A2W | ACCESSORY | q) Aquarea Air | Accessory | Return plenum with 4 circular inlets DN 160 mm. For P-FSN35 | Fan Coil accessory |  |  | x | 2024-11-01 |  |  |  | 40.896 | 2,500 | 0,240 | 1,420 | 0,120 | - | - | - | -
PCZ-AHRD0464 | 4010869595001 | A2W | ACCESSORY | q) Aquarea Air | Accessory | Return plenum with 6 circular inlets DN 160 mm. For P-FSN45 | Fan Coil accessory |  |  | x | 2024-11-01 |  |  |  | 40.896 | 2,500 | 0,240 | 1,420 | 0,120 | - | - | - | -
PCZ-AHRD0465 | 4010869595018 | A2W | ACCESSORY | q) Aquarea Air | Accessory | Return plenum with 7 circular inlets DN 160 mm. For P-FSN55 | Fan Coil accessory |  |  | x | 2024-11-01 |  |  |  | 40.896 | 3,500 | 0,240 | 1,420 | 0,120 | - | - | - | -
PCZ-AHRD0566 | 4010869595070 | A2W | ACCESSORY | q) Aquarea Air | Accessory | Return plenum with 2 circular inlets DN 160 mm. For P-FTN15 | Fan Coil accessory |  |  | x | 2024-11-01 |  |  |  | 3.375 | 10 | 0,150 | 0,150 | 0,150 | - | - | - | -
PCZ-AHRD0567 | 4010869595087 | A2W | ACCESSORY | q) Aquarea Air | Accessory | Return plenum with 3 circular inlets DN 160 mm. For P-FTN20 | Fan Coil accessory |  |  | x | 2024-11-01 |  |  |  | 3.375 | 10 | 0,150 | 0,150 | 0,150 | - | - | - | -
PCZ-AHRD0568 | 4010869595094 | A2W | ACCESSORY | q) Aquarea Air | Accessory | Return plenum with 4 circular inlets DN 160 mm. For P-FTN25 | Fan Coil accessory |  |  | x | 2024-11-01 |  |  |  | 3.375 | 10 | 0,150 | 0,150 | 0,150 | - | - | - | -
PCZ-AHRD0569 | 4010869595100 | A2W | ACCESSORY | q) Aquarea Air | Accessory | Return plenum with 6 circular inlets DN 160 mm. For P-FTN35 | Fan Coil accessory |  |  | x | 2024-11-01 |  |  |  | 3.375 | 10 | 0,150 | 0,150 | 0,150 | - | - | - | -
PCZ-AHRD0570 | 4010869595117 | A2W | ACCESSORY | q) Aquarea Air | Accessory | Return plenum with 7 circular inlets DN 160 mm. For P-FTN45 | Fan Coil accessory |  |  | x | 2024-11-01 |  |  |  | 3.375 | 10 | 0,150 | 0,150 | 0,150 | - | - | - | -
PCZ-AHRD0466 | 4010869595124 | A2W | ACCESSORY | q) Aquarea Air | Accessory | Return plenum with 2 circular inlets DN 160 mm. For P-FSQ30 | Fan Coil accessory |  |  | x | 2024-11-01 |  |  |  | 21.456 | 1,500 | 0,240 | 0,745 | 0,120 | - | - | - | -
PCZ-AHRD0467 | 4010869595131 | A2W | ACCESSORY | q) Aquarea Air | Accessory | Return plenum with 3 circular inlets DN 160 mm. For P-FSQ45 | Fan Coil accessory |  |  | x | 2024-11-01 |  |  |  | 40.896 | 2,500 | 0,240 | 1,420 | 0,120 | - | - | - | -
PCZ-AHRD0468 | 4010869595148 | A2W | ACCESSORY | q) Aquarea Air | Accessory | Return plenum with 4 circular inlets DN 160 mm. For P-FSQ60 | Fan Coil accessory |  |  | x | 2024-11-01 |  |  |  | 40.896 | 2,500 | 0,240 | 1,420 | 0,120 | - | - | - | -
PCZ-AHRD0469 | 4010869595155 | A2W | ACCESSORY | q) Aquarea Air | Accessory | Return plenum with 5 circular inlets DN 160 mm. For P-FSQ75 | Fan Coil accessory |  |  | x | 2024-11-01 |  |  |  | 40.896 | 3,500 | 0,240 | 1,420 | 0,120 | - | - | - | -
PCZ-AHRD0682 | 4010869595162 | A2W | ACCESSORY | q) Aquarea Air | Accessory | Return plenum with 2 circular inlets DN 160 mm. For P-FTQ30 | Fan Coil accessory |  |  | x | 2024-11-01 |  |  |  | 3.375 | 10 | 0,150 | 0,150 | 0,150 | - | - | - | -
PCZ-AHRD0683 | 4010869595179 | A2W | ACCESSORY | q) Aquarea Air | Accessory | Return plenum with 3 circular inlets DN 160 mm. For P-FTQ45 | Fan Coil accessory |  |  | x | 2024-11-01 |  |  |  | 3.375 | 10 | 0,150 | 0,150 | 0,150 | - | - | - | -
PCZ-AHRD0684 | 4010869595186 | A2W | ACCESSORY | q) Aquarea Air | Accessory | Return plenum with 4 circular inlets DN 160 mm. For P-FTQ60 | Fan Coil accessory |  |  | x | 2024-11-01 |  |  |  | 3.375 | 10 | 0,150 | 0,150 | 0,150 | - | - | - | -
PCZ-AHRD0685 | 4010869595193 | A2W | ACCESSORY | q) Aquarea Air | Accessory | Return plenum with 5 circular inlets DN 160 mm. For P-FTQ65 | Fan Coil accessory |  |  | x | 2024-11-01 |  |  |  | 3.375 | 10 | 0,150 | 0,150 | 0,150 | - | - | - | -
PCZ-AHRD0491 | 4010869595209 | A2W | ACCESSORY | q) Aquarea Air | Accessory | Replacement recirculation filter kit. For P-FSN20 and P-FTN15 | Fan Coil accessory |  |  | x | 2024-11-01 |  |  |  | 8.740 | 0,200 | 0,190 | 0,460 | 0,100 | - | - | - | -
PCZ-AHRD0492 | 4010869595216 | A2W | ACCESSORY | q) Aquarea Air | Accessory | Replacement recirculation filter kit. For P-FSN25, P-FTN20, P-FSQ30 and P-FTQ30 | Fan Coil accessory |  |  | x | 2024-11-01 |  |  |  | 12.540 | 0,300 | 0,190 | 0,660 | 0,100 | - | - | - | -
PCZ-AHRD0493 | 4010869595223 | A2W | ACCESSORY | q) Aquarea Air | Accessory | Replacement recirculation filter kit. For P-FSN35, P-FTN25, P-FSQ45 and P-FTQ45 | Fan Coil accessory |  |  | x | 2024-11-01 |  |  |  | 16.340 | 0,600 | 0,190 | 0,860 | 0,100 | - | - | - | -
PCZ-AHRD0494 | 4010869595230 | A2W | ACCESSORY | q) Aquarea Air | Accessory | Replacement recirculation filter kit. For P-FSN45, P-FTN35, P-FSQ60 and P-FTQ60 | Fan Coil accessory |  |  | x | 2024-11-01 |  |  |  | 20.140 | 0,700 | 0,190 | 1,060 | 0,100 | - | - | - | -
PCZ-AHRD0495 | 4010869595247 | A2W | ACCESSORY | q) Aquarea Air | Accessory | Replacement recirculation filter kit. For P-FSN55, P-FTN45, P-FSQ75 and P-FTQ65 | Fan Coil accessory |  |  | x | 2024-11-01 |  |  |  | 25.555 | 0,800 | 0,190 | 1,345 | 0,100 | - | - | - | -
PCZ-AHRD0521 | 4010869595254 | A2W | ACCESSORY | q) Aquarea Air | Accessory | 90º Shooting plenum. For P-FSN20 | Fan Coil accessory |  |  | x | 2024-11-01 |  |  |  | 54.000 | 1,500 | 0,600 | 0,300 | 0,300 | - | - | - | -
PCZ-AHRD0522 | 4010869595261 | A2W | ACCESSORY | q) Aquarea Air | Accessory | 90º Shooting plenum. For P-FSN25 and P-FSQ30 | Fan Coil accessory |  |  | x | 2024-11-01 |  |  |  | 75.000 | 1,500 | 1,200 | 0,250 | 0,250 | - | - | - | -
PCZ-AHRD0523 | 4010869595278 | A2W | ACCESSORY | q) Aquarea Air | Accessory | 90º Shooting plenum. For P-FSN35 and P-FSQ45 | Fan Coil accessory |  |  | x | 2024-11-01 |  |  |  | 75.000 | 2,500 | 1,200 | 0,250 | 0,250 | - | - | - | -
PCZ-AHRD0524 | 4010869595285 | A2W | ACCESSORY | q) Aquarea Air | Accessory | 90º Shooting plenum. For P-FSN45 and P-FSQ60 | Fan Coil accessory |  |  | x | 2024-11-01 |  |  |  | 75.000 | 2,500 | 1,200 | 0,250 | 0,250 | - | - | - | -
PCZ-AHRD0525 | 4010869595292 | A2W | ACCESSORY | q) Aquarea Air | Accessory | 90º Shooting plenum. For P-FSN55 and P-FSQ75 | Fan Coil accessory |  |  | x | 2024-11-01 |  |  |  | 75.000 | 3,500 | 1,200 | 0,250 | 0,250 | - | - | - | -
PCZ-AHRD0576 | 4010869595308 | A2W | ACCESSORY | q) Aquarea Air | Accessory | 90º Shooting plenum. For P-FTN15 | Fan Coil accessory |  |  | x | 2024-11-01 |  |  |  | 3.375 | 10 | 0,150 | 0,150 | 0,150 | - | - | - | -
PCZ-AHRD0577 | 4010869595315 | A2W | ACCESSORY | q) Aquarea Air | Accessory | 90º Shooting plenum. For P-FTN20 and P-FTQ30 | Fan Coil accessory |  |  | x | 2024-11-01 |  |  |  | 3.375 | 10 | 0,150 | 0,150 | 0,150 | - | - | - | -
PCZ-AHRD0578 | 4010869595322 | A2W | ACCESSORY | q) Aquarea Air | Accessory | 90º Shooting plenum. For P-FTN25 and P-FTQ45 | Fan Coil accessory |  |  | x | 2024-11-01 |  |  |  | 3.375 | 10 | 0,150 | 0,150 | 0,150 | - | - | - | -
PCZ-AHRD0579 | 4010869595339 | A2W | ACCESSORY | q) Aquarea Air | Accessory | 90º Shooting plenum. For P-FTN35 and P-FTQ60 | Fan Coil accessory |  |  | x | 2024-11-01 |  |  |  | 3.375 | 10 | 0,150 | 0,150 | 0,150 | - | - | - | -
PCZ-AHRD0580 | 4010869595346 | A2W | ACCESSORY | q) Aquarea Air | Accessory | 90º Shooting plenum. For P-FTN45 and P-FTQ65 | Fan Coil accessory |  |  | x | 2024-11-01 |  |  |  | 3.375 | 10 | 0,150 | 0,150 | 0,150 | - | - | - | -
PCZ-AHRD0531 | 4010869595353 | A2W | ACCESSORY | q) Aquarea Air | Accessory | Telescopic kit for rear or directly coupled suction. 153 mm - 270 mm. For P-FSN20 | Fan Coil accessory |  |  | x | 2024-11-01 |  |  |  | 54.000 | 1,500 | 0,600 | 0,300 | 0,300 | - | - | - | -
PCZ-AHRD0532 | 4010869595360 | A2W | ACCESSORY | q) Aquarea Air | Accessory | Telescopic kit for rear or directly coupled suction. 153 mm - 270 mm. For P-FSN25 | Fan Coil accessory |  |  | x | 2024-11-01 |  |  |  | 75.000 | 1,500 | 1,200 | 0,250 | 0,250 | - | - | - | -
PCZ-AHRD0533 | 4010869595377 | A2W | ACCESSORY | q) Aquarea Air | Accessory | Telescopic kit for rear or directly coupled suction. 153 mm - 270 mm. For P-FSN35 | Fan Coil accessory |  |  | x | 2024-11-01 |  |  |  | 75.000 | 2,500 | 1,200 | 0,250 | 0,250 | - | - | - | -
PCZ-AHRD0534 | 4010869595384 | A2W | ACCESSORY | q) Aquarea Air | Accessory | Telescopic kit for rear or directly coupled suction. 153 mm - 270 mm. For P-FSN45 | Fan Coil accessory |  |  | x | 2024-11-01 |  |  |  | 75.000 | 2,500 | 1,200 | 0,250 | 0,250 | - | - | - | -
PCZ-AHRD0535 | 4010869595391 | A2W | ACCESSORY | q) Aquarea Air | Accessory | Telescopic kit for rear or directly coupled suction. 153 mm - 270 mm. For P-FSN55 | Fan Coil accessory |  |  | x | 2024-11-01 |  |  |  | 75.000 | 3,500 | 1,200 | 0,250 | 0,250 | - | - | - | -
PCZ-AHRD0581 | 4010869595407 | A2W | ACCESSORY | q) Aquarea Air | Accessory | Telescopic kit for rear or directly coupled suction. 153 mm - 270 mm. For P-FTN15 | Fan Coil accessory |  |  | x | 2024-11-01 |  |  |  | 3.375 | 10 | 0,150 | 0,150 | 0,150 | - | - | - | -
PCZ-AHRD0582 | 4010869595414 | A2W | ACCESSORY | q) Aquarea Air | Accessory | Telescopic kit for rear or directly coupled suction. 153 mm - 270 mm. For P-FTN20 | Fan Coil accessory |  |  | x | 2024-11-01 |  |  |  | 3.375 | 10 | 0,150 | 0,150 | 0,150 | - | - | - | -
PCZ-AHRD0583 | 4010869595421 | A2W | ACCESSORY | q) Aquarea Air | Accessory | Telescopic kit for rear or directly coupled suction. 153 mm - 270 mm. For P-FTN25 | Fan Coil accessory |  |  | x | 2024-11-01 |  |  |  | 3.375 | 10 | 0,150 | 0,150 | 0,150 | - | - | - | -
PCZ-AHRD0584 | 4010869595438 | A2W | ACCESSORY | q) Aquarea Air | Accessory | Telescopic kit for rear or directly coupled suction. 153 mm - 270 mm. For P-FTN35 | Fan Coil accessory |  |  | x | 2024-11-01 |  |  |  | 3.375 | 10 | 0,150 | 0,150 | 0,150 | - | - | - | -
PCZ-AHRD0585 | 4010869595445 | A2W | ACCESSORY | q) Aquarea Air | Accessory | Telescopic kit for rear or directly coupled suction. 153 mm - 270 mm. For P-FTN45 | Fan Coil accessory |  |  | x | 2024-11-01 |  |  |  | 3.375 | 10 | 0,150 | 0,150 | 0,150 | - | - | - | -
PCZ-AHRD0541 | 4010869595452 | A2W | ACCESSORY | q) Aquarea Air | Accessory | Grille for telescopic kit for rear intake. For P-FSN20 | Fan Coil accessory |  |  | x | 2024-11-01 |  |  |  | 21.456 | 1,500 | 0,240 | 0,745 | 0,120 | - | - | - | -
PCZ-AHRD0542 | 4010869595469 | A2W | ACCESSORY | q) Aquarea Air | Accessory | Grille for telescopic kit for rear intake. For P-FSN25 | Fan Coil accessory |  |  | x | 2024-11-01 |  |  |  | 21.456 | 1,500 | 0,240 | 0,745 | 0,120 | - | - | - | -
PCZ-AHRD0543 | 4010869595476 | A2W | ACCESSORY | q) Aquarea Air | Accessory | Grille for telescopic kit for rear intake. For P-FSN35 | Fan Coil accessory |  |  | x | 2024-11-01 |  |  |  | 40.896 | 2,500 | 0,240 | 1,420 | 0,120 | - | - | - | -
PCZ-AHRD0544 | 4010869595483 | A2W | ACCESSORY | q) Aquarea Air | Accessory | Grille for telescopic kit for rear intake. For P-FSN45 | Fan Coil accessory |  |  | x | 2024-11-01 |  |  |  | 40.896 | 2,500 | 0,240 | 1,420 | 0,120 | - | - | - | -
PCZ-AHRD0545 | 4010869595490 | A2W | ACCESSORY | q) Aquarea Air | Accessory | Grille for telescopic kit for rear intake. For P-FSN55 | Fan Coil accessory |  |  | x | 2024-11-01 |  |  |  | 40.896 | 3,500 | 0,240 | 1,420 | 0,120 | - | - | - | -
PCZ-AHRD0586 | 4010869595506 | A2W | ACCESSORY | q) Aquarea Air | Accessory | Grille for telescopic kit for rear intake. For P-FTN15 | Fan Coil accessory |  |  | x | 2024-11-01 |  |  |  | 3.375 | 10 | 0,150 | 0,150 | 0,150 | - | - | - | -
PCZ-AHRD0587 | 4010869595513 | A2W | ACCESSORY | q) Aquarea Air | Accessory | Grille for telescopic kit for rear intake. For P-FTN20 | Fan Coil accessory |  |  | x | 2024-11-01 |  |  |  | 3.375 | 10 | 0,150 | 0,150 | 0,150 | - | - | - | -
PCZ-AHRD0588 | 4010869595520 | A2W | ACCESSORY | q) Aquarea Air | Accessory | Grille for telescopic kit for rear intake. For P-FTN25 | Fan Coil accessory |  |  | x | 2024-11-01 |  |  |  | 3.375 | 10 | 0,150 | 0,150 | 0,150 | - | - | - | -
PCZ-AHRD0589 | 4010869595537 | A2W | ACCESSORY | q) Aquarea Air | Accessory | Grille for telescopic kit for rear intake. For P-FTN35 | Fan Coil accessory |  |  | x | 2024-11-01 |  |  |  | 3.375 | 10 | 0,150 | 0,150 | 0,150 | - | - | - | -
PCZ-AHRD0590 | 4010869595544 | A2W | ACCESSORY | q) Aquarea Air | Accessory | Grille for telescopic kit for rear intake. For P-FTN45 | Fan Coil accessory |  |  | x | 2024-11-01 |  |  |  | 3.375 | 10 | 0,150 | 0,150 | 0,150 | - | - | - | -
PCZ-AHRD0639 | 4010869595551 | A2W | ACCESSORY | q) Aquarea Air | Accessory | Plenum kit for external air connection with damper for room recirculation. For P-FSN20 | Fan Coil accessory |  |  | x | 2024-11-01 |  |  |  | 3.375 | 10 | 0,150 | 0,150 | 0,150 | - | - | - | -
PCZ-AHRD0640 | 4010869595568 | A2W | ACCESSORY | q) Aquarea Air | Accessory | Plenum kit for external air connection with damper for room recirculation. For P-FSN25 and P-FSQ30 | Fan Coil accessory |  |  | x | 2024-11-01 |  |  |  | 3.375 | 10 | 0,150 | 0,150 | 0,150 | - | - | - | -
PCZ-AHRD0641 | 4010869595575 | A2W | ACCESSORY | q) Aquarea Air | Accessory | Plenum kit for external air connection with damper for room recirculation. For P-FSN35 and P-FSQ45 | Fan Coil accessory |  |  | x | 2024-11-01 |  |  |  | 3.375 | 10 | 0,150 | 0,150 | 0,150 | - | - | - | -
PCZ-AHRD0642 | 4010869595582 | A2W | ACCESSORY | q) Aquarea Air | Accessory | Plenum kit for external air connection with damper for room recirculation. For P-FSN45 and P-FSQ60 | Fan Coil accessory |  |  | x | 2024-11-01 |  |  |  | 3.375 | 10 | 0,150 | 0,150 | 0,150 | - | - | - | -
PCZ-AHRD0643 | 4010869595599 | A2W | ACCESSORY | q) Aquarea Air | Accessory | Plenum kit for external air connection with damper for room recirculation. For P-FSN55 and P-FSQ75 | Fan Coil accessory |  |  | x | 2024-11-01 |  |  |  | 3.375 | 10 | 0,150 | 0,150 | 0,150 | - | - | - | -
PCZ-AHRD0571 | 4010869595605 | A2W | ACCESSORY | q) Aquarea Air | Accessory | Plenum kit for external air connection with damper for room recirculation. For P-FTN15 | Fan Coil accessory |  |  | x | 2024-11-01 |  |  |  | 3.375 | 10 | 0,150 | 0,150 | 0,150 | - | - | - | -
PCZ-AHRD0572 | 4010869595612 | A2W | ACCESSORY | q) Aquarea Air | Accessory | Plenum kit for external air connection with damper for room recirculation. For P-FTN20 and P-FTQ30 | Fan Coil accessory |  |  | x | 2024-11-01 |  |  |  | 3.375 | 10 | 0,150 | 0,150 | 0,150 | - | - | - | -
PCZ-AHRD0573 | 4010869595629 | A2W | ACCESSORY | q) Aquarea Air | Accessory | Plenum kit for external air connection with damper for room recirculation. For P-FTN25 and P-FTQ45 | Fan Coil accessory |  |  | x | 2024-11-01 |  |  |  | 3.375 | 10 | 0,150 | 0,150 | 0,150 | - | - | - | -
PCZ-AHRD0574 | 4010869595636 | A2W | ACCESSORY | q) Aquarea Air | Accessory | Plenum kit for external air connection with damper for room recirculation. For P-FTN35 and P-FTQ60 | Fan Coil accessory |  |  | x | 2024-11-01 |  |  |  | 3.375 | 10 | 0,150 | 0,150 | 0,150 | - | - | - | -
PCZ-AHRD0575 | 4010869595643 | A2W | ACCESSORY | q) Aquarea Air | Accessory | Plenum kit for external air connection with damper for room recirculation. For P-FTN45 and P-FTQ65 | Fan Coil accessory |  |  | x | 2024-11-01 |  |  |  | 3.375 | 10 | 0,150 | 0,150 | 0,150 | - | - | - | -
PCZ-AHRD0651 | 4010869595650 | A2W | ACCESSORY | q) Aquarea Air | Accessory | Ducting plate Plenum kit for outdoor air connection with damper. For P-FSN20 | Fan Coil accessory |  |  | x | 2024-11-01 |  |  |  | 3.375 | 10 | 0,150 | 0,150 | 0,150 | - | - | - | -
PCZ-AHRD0652 | 4010869595667 | A2W | ACCESSORY | q) Aquarea Air | Accessory | Ducting plate Plenum kit for outdoor air connection with damper. For P-FSN25 and P-FSQ30 | Fan Coil accessory |  |  | x | 2024-11-01 |  |  |  | 3.375 | 10 | 0,150 | 0,150 | 0,150 | - | - | - | -
PCZ-AHRD0653 | 4010869595674 | A2W | ACCESSORY | q) Aquarea Air | Accessory | Ducting plate Plenum kit for outdoor air connection with damper. For P-FSN35 and P-FSQ45 | Fan Coil accessory |  |  | x | 2024-11-01 |  |  |  | 3.375 | 10 | 0,150 | 0,150 | 0,150 | - | - | - | -
PCZ-AHRD0654 | 4010869595681 | A2W | ACCESSORY | q) Aquarea Air | Accessory | Ducting plate Plenum kit for outdoor air connection with damper. For P-FSN45 and P-FSQ60 | Fan Coil accessory |  |  | x | 2024-11-01 |  |  |  | 3.375 | 10 | 0,150 | 0,150 | 0,150 | - | - | - | -
PCZ-AHRD0655 | 4010869595698 | A2W | ACCESSORY | q) Aquarea Air | Accessory | Ducting plate Plenum kit for outdoor air connection with damper. For P-FSN55 and P-FSQ75 | Fan Coil accessory |  |  | x | 2024-11-01 |  |  |  | 3.375 | 10 | 0,150 | 0,150 | 0,150 | - | - | - | -
PCZ-AHRD0611 | 4010869595704 | A2W | ACCESSORY | q) Aquarea Air | Accessory | Ducting plate Plenum kit for outdoor air connection with damper. For P-FTN15 | Fan Coil accessory |  |  | x | 2024-11-01 |  |  |  | 3.375 | 10 | 0,150 | 0,150 | 0,150 | - | - | - | -
PCZ-AHRD0612 | 4010869595711 | A2W | ACCESSORY | q) Aquarea Air | Accessory | Ducting plate Plenum kit for outdoor air connection with damper. For P-FTN20 and P-FTQ30 | Fan Coil accessory |  |  | x | 2024-11-01 |  |  |  | 3.375 | 10 | 0,150 | 0,150 | 0,150 | - | - | - | -
PCZ-AHRD0613 | 4010869595728 | A2W | ACCESSORY | q) Aquarea Air | Accessory | Ducting plate Plenum kit for outdoor air connection with damper. For P-FTN25 and P-FTQ45 | Fan Coil accessory |  |  | x | 2024-11-01 |  |  |  | 3.375 | 10 | 0,150 | 0,150 | 0,150 | - | - | - | -
PCZ-AHRD0614 | 4010869595735 | A2W | ACCESSORY | q) Aquarea Air | Accessory | Ducting plate Plenum kit for outdoor air connection with damper. For P-FTN35 and P-FTQ60 | Fan Coil accessory |  |  | x | 2024-11-01 |  |  |  | 3.375 | 10 | 0,150 | 0,150 | 0,150 | - | - | - | -
PCZ-AHRD0615 | 4010869595742 | A2W | ACCESSORY | q) Aquarea Air | Accessory | Ducting plate Plenum kit for outdoor air connection with damper. For P-FTN45 and P-FTQ65 | Fan Coil accessory |  |  | x | 2024-11-01 |  |  |  | 3.375 | 10 | 0,150 | 0,150 | 0,150 | - | - | - | -
PCZ-AHRD0656 | 4010869595759 | A2W | ACCESSORY | q) Aquarea Air | Accessory | 90º plenum for outdoor air kit with damper. For P-FSN20 | Fan Coil accessory |  |  | x | 2024-11-01 |  |  |  | 3.375 | 10 | 0,150 | 0,150 | 0,150 | - | - | - | -
PCZ-AHRD0657 | 4010869595766 | A2W | ACCESSORY | q) Aquarea Air | Accessory | 90º plenum for outdoor air kit with damper. For P-FSN25 and P-FSQ30 | Fan Coil accessory |  |  | x | 2024-11-01 |  |  |  | 3.375 | 10 | 0,150 | 0,150 | 0,150 | - | - | - | -
PCZ-AHRD0658 | 4010869595773 | A2W | ACCESSORY | q) Aquarea Air | Accessory | 90º plenum for outdoor air kit with damper. For P-FSN35 and P-FSQ45 | Fan Coil accessory |  |  | x | 2024-11-01 |  |  |  | 3.375 | 10 | 0,150 | 0,150 | 0,150 | - | - | - | -
PCZ-AHRD0659 | 4010869595780 | A2W | ACCESSORY | q) Aquarea Air | Accessory | 90º plenum for outdoor air kit with damper. For P-FSN45 and P-FSQ60 | Fan Coil accessory |  |  | x | 2024-11-01 |  |  |  | 3.375 | 10 | 0,150 | 0,150 | 0,150 | - | - | - | -
PCZ-AHRD0660 | 4010869595797 | A2W | ACCESSORY | q) Aquarea Air | Accessory | 90º plenum for outdoor air kit with damper. For P-FSN55 and P-FSQ75 | Fan Coil accessory |  |  | x | 2024-11-01 |  |  |  | 3.375 | 10 | 0,150 | 0,150 | 0,150 | - | - | - | -
PCZ-AHRD0616 | 4010869595803 | A2W | ACCESSORY | q) Aquarea Air | Accessory | 90º plenum for outdoor air kit with damper. For P-FTN15 | Fan Coil accessory |  |  | x | 2024-11-01 |  |  |  | 3.375 | 10 | 0,150 | 0,150 | 0,150 | - | - | - | -
PCZ-AHRD0617 | 4010869595810 | A2W | ACCESSORY | q) Aquarea Air | Accessory | 90º plenum for outdoor air kit with damper. For P-FTN20 and P-FTQ30 | Fan Coil accessory |  |  | x | 2024-11-01 |  |  |  | 3.375 | 10 | 0,150 | 0,150 | 0,150 | - | - | - | -
PCZ-AHRD0618 | 4010869595827 | A2W | ACCESSORY | q) Aquarea Air | Accessory | 90º plenum for outdoor air kit with damper. For P-FTN25 and P-FTQ45 | Fan Coil accessory |  |  | x | 2024-11-01 |  |  |  | 3.375 | 10 | 0,150 | 0,150 | 0,150 | - | - | - | -
PCZ-AHRD0619 | 4010869595834 | A2W | ACCESSORY | q) Aquarea Air | Accessory | 90º plenum for outdoor air kit with damper. For P-FTN35 and P-FTQ60 | Fan Coil accessory |  |  | x | 2024-11-01 |  |  |  | 3.375 | 10 | 0,150 | 0,150 | 0,150 | - | - | - | -
PCZ-AHRD0620 | 4010869595841 | A2W | ACCESSORY | q) Aquarea Air | Accessory | 90º plenum for outdoor air kit with damper. For P-FTN45 and P-FTQ65 | Fan Coil accessory |  |  | x | 2024-11-01 |  |  |  | 3.375 | 10 | 0,150 | 0,150 | 0,150 | - | - | - | -
PCZ-AHRD0661 | 4010869595858 | A2W | ACCESSORY | q) Aquarea Air | Accessory | Telescopic kit. For Plenum for outdoor air kit with damper. For P-FSN20 | Fan Coil accessory |  |  | x | 2024-11-01 |  |  |  | 3.375 | 10 | 0,150 | 0,150 | 0,150 | - | - | - | -
PCZ-AHRD0662 | 4010869595865 | A2W | ACCESSORY | q) Aquarea Air | Accessory | Telescopic kit. For Plenum for outdoor air kit with damper. For P-FSN25 and P-FSQ30 | Fan Coil accessory |  |  | x | 2024-11-01 |  |  |  | 3.375 | 10 | 0,150 | 0,150 | 0,150 | - | - | - | -
PCZ-AHRD0663 | 4010869595872 | A2W | ACCESSORY | q) Aquarea Air | Accessory | Telescopic kit. For Plenum for outdoor air kit with damper. For P-FSN35 and P-FSQ45 | Fan Coil accessory |  |  | x | 2024-11-01 |  |  |  | 3.375 | 10 | 0,150 | 0,150 | 0,150 | - | - | - | -
PCZ-AHRD0664 | 4010869595889 | A2W | ACCESSORY | q) Aquarea Air | Accessory | Telescopic kit. For Plenum for outdoor air kit with damper. For P-FSN45 and P-FSQ60 | Fan Coil accessory |  |  | x | 2024-11-01 |  |  |  | 3.375 | 10 | 0,150 | 0,150 | 0,150 | - | - | - | -
PCZ-AHRD0665 | 4010869595896 | A2W | ACCESSORY | q) Aquarea Air | Accessory | Telescopic kit. For Plenum for outdoor air kit with damper. For P-FSN55 and P-FSQ75 | Fan Coil accessory |  |  | x | 2024-11-01 |  |  |  | 3.375 | 10 | 0,150 | 0,150 | 0,150 | - | - | - | -
PCZ-AHRD0621 | 4010869595902 | A2W | ACCESSORY | q) Aquarea Air | Accessory | Telescopic kit. For Plenum for outdoor air kit with damper. For P-FTN15 | Fan Coil accessory |  |  | x | 2024-11-01 |  |  |  | 3.375 | 10 | 0,150 | 0,150 | 0,150 | - | - | - | -
PCZ-AHRD0622 | 4010869595919 | A2W | ACCESSORY | q) Aquarea Air | Accessory | Telescopic kit. For Plenum for outdoor air kit with damper. For P-FTN20 and P-FTQ30 | Fan Coil accessory |  |  | x | 2024-11-01 |  |  |  | 3.375 | 10 | 0,150 | 0,150 | 0,150 | - | - | - | -
PCZ-AHRD0623 | 4010869595926 | A2W | ACCESSORY | q) Aquarea Air | Accessory | Telescopic kit. For Plenum for outdoor air kit with damper. For P-FTN25 and P-FTQ45 | Fan Coil accessory |  |  | x | 2024-11-01 |  |  |  | 3.375 | 10 | 0,150 | 0,150 | 0,150 | - | - | - | -
PCZ-AHRD0624 | 4010869595933 | A2W | ACCESSORY | q) Aquarea Air | Accessory | Telescopic kit. For Plenum for outdoor air kit with damper. For P-FTN35 and P-FTQ60 | Fan Coil accessory |  |  | x | 2024-11-01 |  |  |  | 3.375 | 10 | 0,150 | 0,150 | 0,150 | - | - | - | -
PCZ-AHRD0625 | 4010869595940 | A2W | ACCESSORY | q) Aquarea Air | Accessory | Telescopic kit. For Plenum for outdoor air kit with damper. For P-FTN45 and P-FTQ65 | Fan Coil accessory |  |  | x | 2024-11-01 |  |  |  | 3.375 | 10 | 0,150 | 0,150 | 0,150 | - | - | - | -
PCZ-AHRD0666 | 4010869595957 | A2W | ACCESSORY | q) Aquarea Air | Accessory | Grille for telescopic kit. For Plenum for outdoor air kit with damper. For P-FSN20 | Fan Coil accessory |  |  | x | 2024-11-01 |  |  |  | 3.375 | 10 | 0,150 | 0,150 | 0,150 | - | - | - | -
PCZ-AHRD0667 | 4010869595964 | A2W | ACCESSORY | q) Aquarea Air | Accessory | Grille for telescopic kit. For Plenum for outdoor air kit with damper. For P-FSN25 and P-FSQ30 | Fan Coil accessory |  |  | x | 2024-11-01 |  |  |  | 3.375 | 10 | 0,150 | 0,150 | 0,150 | - | - | - | -
PCZ-AHRD0668 | 4010869595971 | A2W | ACCESSORY | q) Aquarea Air | Accessory | Grille for telescopic kit. For Plenum for outdoor air kit with damper. For P-FSN35 and P-FSQ45 | Fan Coil accessory |  |  | x | 2024-11-01 |  |  |  | 3.375 | 10 | 0,150 | 0,150 | 0,150 | - | - | - | -
PCZ-AHRD0669 | 4010869595988 | A2W | ACCESSORY | q) Aquarea Air | Accessory | Grille for telescopic kit. For Plenum for outdoor air kit with damper. For P-FSN45 and P-FSQ60 | Fan Coil accessory |  |  | x | 2024-11-01 |  |  |  | 3.375 | 10 | 0,150 | 0,150 | 0,150 | - | - | - | -
PCZ-AHRD0670 | 4010869595995 | A2W | ACCESSORY | q) Aquarea Air | Accessory | Grille for telescopic kit. For Plenum for outdoor air kit with damper. For P-FSN55 and P-FSQ75 | Fan Coil accessory |  |  | x | 2024-11-01 |  |  |  | 3.375 | 10 | 0,150 | 0,150 | 0,150 | - | - | - | -
PCZ-AHRD0626 | 4010869596008 | A2W | ACCESSORY | q) Aquarea Air | Accessory | Grille for telescopic kit. For Plenum for outdoor air kit with damper. For P-FTN15 | Fan Coil accessory |  |  | x | 2024-11-01 |  |  |  | 3.375 | 10 | 0,150 | 0,150 | 0,150 | - | - | - | -
PCZ-AHRD0627 | 4010869596015 | A2W | ACCESSORY | q) Aquarea Air | Accessory | Grille for telescopic kit. For Plenum for outdoor air kit with damper. For P-FTN20 and P-FTQ30 | Fan Coil accessory |  |  | x | 2024-11-01 |  |  |  | 3.375 | 10 | 0,150 | 0,150 | 0,150 | - | - | - | -
PCZ-AHRD0628 | 4010869596022 | A2W | ACCESSORY | q) Aquarea Air | Accessory | Grille for telescopic kit. For Plenum for outdoor air kit with damper. For P-FTN25 and P-FTQ45 | Fan Coil accessory |  |  | x | 2024-11-01 |  |  |  | 3.375 | 10 | 0,150 | 0,150 | 0,150 | - | - | - | -
PCZ-AHRD0629 | 4010869596039 | A2W | ACCESSORY | q) Aquarea Air | Accessory | Grille for telescopic kit. For Plenum for outdoor air kit with damper. For P-FTN35 and P-FTQ60 | Fan Coil accessory |  |  | x | 2024-11-01 |  |  |  | 3.375 | 10 | 0,150 | 0,150 | 0,150 | - | - | - | -
PCZ-AHRD0630 | 4010869596046 | A2W | ACCESSORY | q) Aquarea Air | Accessory | Grille for telescopic kit. For Plenum for outdoor air kit with damper. For P-FTN45 and P-FTQ65 | Fan Coil accessory |  |  | x | 2024-11-01 |  |  |  | 3.375 | 10 | 0,150 | 0,150 | 0,150 | - | - | - | -
PCZ-AHRD0519 | 4010869596060 | A2W | ACCESSORY | q) Aquarea Air | Accessory | Non-return damper for P-FTQ and P-FSQ | Fan Coil accessory |  |  | x | 2024-11-01 |  |  |  | 3.375 | 10 | 0,150 | 0,150 | 0,150 | - | - | - | -
P-CWSL10SC5-HBE | 4010869594257 | A2W | ACCESSORY | r) Aquarea Loop | Aquarea Loop | 1,1 kW Water loop heat pump. Modbus display. 2- and 3-way valves with modulation. | Water loop heat pump |  |  | x | 2025-01-01 |  |  |  | 71.535,600 | 38 | 0,641 | 0,775 | 0,144 | R290 | 0.1 | 0.02 | 2e-06
P-CWSL20SC5-HBE | 4010869594264 | A2W | ACCESSORY | r) Aquarea Loop | Aquarea Loop | 2,0 kW Water loop heat pump. Modbus display. 2- and 3-way valves with modulation. | Water loop heat pump |  |  | x | 2025-01-01 |  |  |  | 89.996,400 | 43 | 0,641 | 0,975 | 0,144 | R290 | 0.14 | 0.02 | 2.8e-06
P-CWSL30SC5-HBE | 4010869594271 | A2W | ACCESSORY | r) Aquarea Loop | Aquarea Loop | 3,0 kW Water loop heat pump. Modbus display. 2- and 3-way valves with modulation. | Water loop heat pump |  |  | x | 2025-01-01 |  |  |  | 113.072,400 | 48 | 0,641 | 1,225 | 0,144 | R290 | 0.15 | 0.02 | 3e-06
P-CWSL10SC5-WBE | 4010869594288 | A2W | ACCESSORY | r) Aquarea Loop | Aquarea Loop | 1,1 kW Water loop heat pump. Wi-Fi display. 2- and 3-way valves with modulation. | Water loop heat pump |  |  | x | 2025-01-01 |  |  |  | 71.535,600 | 38 | 0,641 | 0,775 | 0,144 | R290 | 0.1 | 0.02 | 2e-06
P-CWSL20SC5-WBE | 4010869594295 | A2W | ACCESSORY | r) Aquarea Loop | Aquarea Loop | 2,0 kW Water loop heat pump. Wi-Fi display. 2- and 3-way valves with modulation. | Water loop heat pump |  |  | x | 2025-01-01 |  |  |  | 89.996,400 | 43 | 0,641 | 0,975 | 0,144 | R290 | 0.14 | 0.02 | 2.8e-06
P-CWSL30SC5-WBE | 4010869594301 | A2W | ACCESSORY | r) Aquarea Loop | Aquarea Loop | 3,0 kW Water loop heat pump. Wi-Fi display. 2- and 3-way valves with modulation. | Water loop heat pump |  |  | x | 2025-01-01 |  |  |  | 113.072,400 | 48 | 0,641 | 1,225 | 0,144 | R290 | 0.15 | 0.02 | 3e-06
P-CWSL10SC5-HCE | 4010869594318 | A2W | ACCESSORY | r) Aquarea Loop | Aquarea Loop | 1,1 kW Water loop heat pump. Modbus display. | Water loop heat pump |  |  | x | 2025-01-01 |  |  |  | 71.535,600 | 38 | 0,641 | 0,775 | 0,144 | R290 | 0.1 | 0.02 | 2e-06
P-CWSL20SC5-HCE | 4010869594325 | A2W | ACCESSORY | r) Aquarea Loop | Aquarea Loop | 2,0 kW Water loop heat pump. Modbus display. | Water loop heat pump |  |  | x | 2025-01-01 |  |  |  | 89.996,400 | 43 | 0,641 | 0,975 | 0,144 | R290 | 0.14 | 0.02 | 2.8e-06
P-CWSL30SC5-HCE | 4010869594332 | A2W | ACCESSORY | r) Aquarea Loop | Aquarea Loop | 3,0 kW Water loop heat pump. Modbus display. | Water loop heat pump |  |  | x | 2025-01-01 |  |  |  | 113.072,400 | 48 | 0,641 | 1,225 | 0,144 | R290 | 0.15 | 0.02 | 3e-06
P-CWSL10SC5-WCE | 4010869594349 | A2W | ACCESSORY | r) Aquarea Loop | Aquarea Loop | 1,1 kW Water loop heat pump. Wi-Fi display. | Water loop heat pump |  |  | x | 2025-01-01 |  |  |  | 71.535,600 | 38 | 0,641 | 0,775 | 0,144 | R290 | 0.1 | 0.02 | 2e-06
P-CWSL20SC5-WCE | 4010869594356 | A2W | ACCESSORY | r) Aquarea Loop | Aquarea Loop | 2,0 kW Water loop heat pump. Wi-Fi display. | Water loop heat pump |  |  | x | 2025-01-01 |  |  |  | 89.996,400 | 43 | 0,641 | 0,975 | 0,144 | R290 | 0.14 | 0.02 | 2.8e-06
P-CWSL30SC5-WCE | 4010869594363 | A2W | ACCESSORY | r) Aquarea Loop | Aquarea Loop | 3,0 kW Water loop heat pump. Wi-Fi display. | Water loop heat pump |  |  | x | 2025-01-01 |  |  |  | 113.072,400 | 48 | 0,641 | 1,225 | 0,144 | R290 | 0.15 | 0.02 | 3e-06
P-CWSL10SC5-HEE | 4010869594370 | A2W | ACCESSORY | r) Aquarea Loop | Aquarea Loop | 1,1 kW Water loop heat pump. Modbus display. 2- and 3-way valves with modulation. Injection kit. | Water loop heat pump |  |  | x | 2025-01-01 |  |  |  | 71.535,600 | 38 | 0,641 | 0,775 | 0,144 | R290 | 0.1 | 0.02 | 2e-06
P-CWSL20SC5-HEE | 4010869594387 | A2W | ACCESSORY | r) Aquarea Loop | Aquarea Loop | 2,0 kW Water loop heat pump. Modbus display. 2- and 3-way valves with modulation. Injection kit. | Water loop heat pump |  |  | x | 2025-01-01 |  |  |  | 89.996,400 | 43 | 0,641 | 0,975 | 0,144 | R290 | 0.14 | 0.02 | 2.8e-06
P-CWSL30SC5-HEE | 4010869594394 | A2W | ACCESSORY | r) Aquarea Loop | Aquarea Loop | 3,0 kW Water loop heat pump. Modbus display. 2- and 3-way valves with modulation. Injection kit. | Water loop heat pump |  |  | x | 2025-01-01 |  |  |  | 113.072,400 | 48 | 0,641 | 1,225 | 0,144 | R290 | 0.15 | 0.02 | 3e-06
P-CWSL10SC5-WEE | 4010869594400 | A2W | ACCESSORY | r) Aquarea Loop | Aquarea Loop | 1,1 kW Water loop heat pump. Wi-Fi display. 2- and 3-way valves with modulation. Injection kit. | Water loop heat pump |  |  | x | 2025-01-01 |  |  |  | 71.535,600 | 38 | 0,641 | 0,775 | 0,144 | R290 | 0.1 | 0.02 | 2e-06
P-CWSL20SC5-WEE | 4010869594417 | A2W | ACCESSORY | r) Aquarea Loop | Aquarea Loop | 2,0 kW Water loop heat pump. Wi-Fi display. 2- and 3-way valves with modulation. Injection kit. | Water loop heat pump |  |  | x | 2025-01-01 |  |  |  | 89.996,400 | 43 | 0,641 | 0,975 | 0,144 | R290 | 0.14 | 0.02 | 2.8e-06
P-CWSL30SC5-WEE | 4010869594424 | A2W | ACCESSORY | r) Aquarea Loop | Aquarea Loop | 3,0 kW Water loop heat pump. Wi-Fi display. 2- and 3-way valves with modulation. Injection kit. | Water loop heat pump |  |  | x | 2025-01-01 |  |  |  | 113.072,400 | 48 | 0,641 | 1,225 | 0,144 | R290 | 0.15 | 0.02 | 3e-06
P-CWSL10SC5-HFE | 4010869594431 | A2W | ACCESSORY | r) Aquarea Loop | Aquarea Loop | 1,1 kW Water loop heat pump. Modbus display. Injection kit. | Water loop heat pump |  |  | x | 2025-01-01 |  |  |  | 71.535,600 | 38 | 0,641 | 0,775 | 0,144 | R290 | 0.1 | 0.02 | 2e-06
P-CWSL20SC5-HFE | 4010869594448 | A2W | ACCESSORY | r) Aquarea Loop | Aquarea Loop | 2,0 kW Water loop heat pump. Modbus display. Injection kit. | Water loop heat pump |  |  | x | 2025-01-01 |  |  |  | 89.996,400 | 43 | 0,641 | 0,975 | 0,144 | R290 | 0.14 | 0.02 | 2.8e-06
P-CWSL30SC5-HFE | 4010869594455 | A2W | ACCESSORY | r) Aquarea Loop | Aquarea Loop | 3,0 kW Water loop heat pump. Modbus display. Injection kit. | Water loop heat pump |  |  | x | 2025-01-01 |  |  |  | 113.072,400 | 48 | 0,641 | 1,225 | 0,144 | R290 | 0.15 | 0.02 | 3e-06
P-CWSL10SC5-WFE | 4010869594462 | A2W | ACCESSORY | r) Aquarea Loop | Aquarea Loop | 1,1 kW Water loop heat pump. Wi-Fi display. Injection kit. | Water loop heat pump |  |  | x | 2025-01-01 |  |  |  | 71.535,600 | 38 | 0,641 | 0,775 | 0,144 | R290 | 0.1 | 0.02 | 2e-06
P-CWSL20SC5-WFE | 4010869594479 | A2W | ACCESSORY | r) Aquarea Loop | Aquarea Loop | 2,0 kW Water loop heat pump. Wi-Fi display. Injection kit. | Water loop heat pump |  |  | x | 2025-01-01 |  |  |  | 89.996,400 | 43 | 0,641 | 0,975 | 0,144 | R290 | 0.14 | 0.02 | 2.8e-06
P-CWSL30SC5-WFE | 4010869594486 | A2W | ACCESSORY | r) Aquarea Loop | Aquarea Loop | 3,0 kW Water loop heat pump. Wi-Fi display. Injection kit. | Water loop heat pump |  |  | x | 2025-01-01 |  |  |  | 113.072,400 | 48 | 0,641 | 1,225 | 0,144 | R290 | 0.15 | 0.02 | 3e-06
PAW-TD20B8E3-2 | 8430352615416 | A2W | ACCESSORY | h) Combo Tank | Enamelled | Enamelled DHW tank 185 L + Buffer tank 80 L | Enamelled Combo tank | [7 empty] | 975.426 | 166 | 1,965 | 0,730 | 0,680 | - | - | - | -
PAW-TD23B6E5 | 7070644007409 | A2W | ACCESSORY | h) Combo Tank | Stainless Steel | Stainless steel DHW tank 230 L + Buffer tank 60 L | Stainless steel Combo tank | [7 empty] | 981.240 | 166 | 1,850 | 0,780 | 0,680 | - | - | - | -
PAW-BTANK50L-2 | 7070644007416 | A2W | ACCESSORY | g) Buffer Tank | Stainless Steel | 50 L Buffer tank | 50 L Buffer tank | [7 empty] | 136.620 | 15,200 | 0,690 | 0,450 | 0,440 | - | - | - | -
PAW-BTANK100L | 4010869367080 | A2W | ACCESSORY | g) Buffer Tank | Stainless Steel | 100 L Buffer tank | 100 L Buffer tank | [7 empty] | 259.072 | 28 | 1,280 | 0,460 | 0,440 | - | - | - | -
PAW-BTANKG200L | 4010869384445 | A2W | ACCESSORY | g) Buffer Tank | Stainless Steel | 200 L Buffer tank | 200 L Buffer tank | [7 empty] | 483.328 | 41 | 1,180 | 0,640 | 0,640 | - | - | - | -
PAW-BTANKG260L | 4010869384452 | A2W | ACCESSORY | g) Buffer Tank | Stainless Steel | 260 L Buffer tank | 260 L Buffer tank | [7 empty] | 593.920 | 56 | 1,450 | 0,640 | 0,640 | - | - | - | -
PAW-TA15C1E5 | 4010869376143 | A2W | ACCESSORY | i) Sanitary Tank | Enamelled | 170 L Enamelled DHW tank | 170 L Enamelled DHW tank | [7 empty] | 504.600 | 88 | 1,500 | 0,580 | 0,580 | - | - | - | -
PAW-TA20C1E5STD | 9004464481543 | A2W | ACCESSORY | i) Sanitary Tank | Enamelled | 200 L Enamelled DHW tank | 200 L Enamelled DHW tank | [7 empty] | 844.800 | 90 | 1,320 | 0,800 | 0,800 | - | - | - | -
PAW-TA30C1E5STD | 9004464481550 | A2W | ACCESSORY | i) Sanitary Tank | Enamelled | 290 L Enamelled DHW tank | 290 L Enamelled DHW tank | [7 empty] | 1.216.000 | 123 | 1,900 | 0,800 | 0,800 | - | - | - | -
PAW-TA40C1E5STD | 9004464481796 | A2W | ACCESSORY | i) Sanitary Tank | Enamelled | 380 L Enamelled DHW tank | 380 L Enamelled DHW tank | [7 empty] | 1.174.400 | 191 | 1,835 | 0,800 | 0,800 | - | - | - | -
PAW-TA30C2E5STD | 9004464481802 | A2W | ACCESSORY | i) Sanitary Tank | Enamelled | 350 L Enamelled DHW tank with 2 coils | 350 L Enamelled DHW tank with 2 coils | [7 empty] | 1.174.400 | 169 | 1,835 | 0,800 | 0,800 | - | - | - | -
PAW-TA20C1E5C | 9004464488290 | A2W | ACCESSORY | i) Sanitary Tank | Enamelled | 200 L Square Enamelled DHW tank | 200 L Square Enamelled DHW tank | [7 empty] | 862.400 | 90 | 1,760 | 0,700 | 0,700 | - | - | - | -
PAW-TD20C1E5-1 | 4010869385589 | A2W | ACCESSORY | i) Sanitary Tank | Stainless Steel | 200 L Stainless steel DHW tank | 200 L Stainless steel DHW tank | [7 empty] | 460.232,500 | 52 | 1,300 | 0,595 | 0,595 | - | - | - | -
PAW-TD30C1E5-1 | 4010869385572 | A2W | ACCESSORY | i) Sanitary Tank | Stainless Steel | 300 L Stainless steel DHW tank | 300 L Stainless steel DHW tank | [7 empty] | 644.400 | 67 | 1,790 | 0,600 | 0,600 | - | - | - | -
PAW-TD30C1E5HI-1 | 4010869385596 | A2W | ACCESSORY | i) Sanitary Tank | Stainless Steel | 300 L High efficiency Stainless steel DHW tank | 300 L High eff Stainless steel DHW tank | [7 empty] | 644.400 | 71 | 1,790 | 0,600 | 0,600 | - | - | - | -
PAW-TS1 | 4010869190282 | A2W | ACCESSORY | m) Accessory | Sensor Cable | Tank sensor with 5 m cable | 5 m tank sensor | [7 empty] | 434 | 0,161 | 0,020 | 0,155 | 0,140 | - | - | - | -
PAW-TS2 | 4010869190299 | A2W | ACCESSORY | m) Accessory | Sensor Cable | Tank sensor with 20 m cable | 20 m tank sensor | [7 empty] | 840 | 0,219 | 0,040 | 0,150 | 0,140 | - | - | - | -
PAW-TS4 | 4010869203258 | A2W | ACCESSORY | m) Accessory | Sensor Cable | Tank sensor with 5 m cable length and 6 mm diameter | 5 m tank sensor with 6 mm diameter | [7 empty] | 581,250 | 0,155 | 0,025 | 0,155 | 0,150 | - | - | - | -
CZ-TK1 | 4010869166683 | A2W | ACCESSORY | m) Accessory | Sensor Cable | Third-party tank temperature sensor kit (with copper pocket and 20m sensor cable) | Tank sensor kit | [7 empty] | 1.632 | 0,332 | 0,040 | 0,255 | 0,160 | - | - | - | -
PAW-EANODE2 | 4010869387279 | A2W | ACCESSORY | m) Accessory | All In One | Impressed current anode for 200 L Stainless Steel tanks | Electric anode |  |  | x | 2024-11-01 |  |  |  | 25.850 | 0,500 | 0,220 | 0,470 | 0,250 | - | - | - | -
PAW-EANODE3 | 4010869387262 | A2W | ACCESSORY | m) Accessory | All In One | Impressed current anode for 300 L Stainless Steel tanks | Electric anode |  |  | x | 2024-11-01 |  |  |  | 25.850 | 0,500 | 0,220 | 0,470 | 0,250 | - | - | - | -
PAW-A2W-VENTA-R | 4010869359122 | A2W | ACCESSORY | s) Resdtl Vent | Hrvu Others | Residential ventilation unit with heat recovery – air supply on the right side | RVU 204 M3/H (Right hand) | [7 empty] | 297.000 | 54 | 0,660 | 0,750 | 0,600 | - | - | - | -
PAW-A2W-VENTA-L | 4010869359115 | A2W | ACCESSORY | s) Resdtl Vent | Hrvu Others | Residential ventilation unit with heat recovery – air supply on the left side | RVU 204 M3/H (Left hand) | [7 empty] | 279.792 | 54 | 0,670 | 0,720 | 0,580 | - | - | - | -
PAW-VEN-DPL | 4010869359153 | A2W | ACCESSORY | m) Accessory | Resdtl Vent | HRV touch control panel. White frame (cable to be ordered separately) | HRV touch control | [7 empty] | 1.764 | 0,180 | 0,040 | 0,210 | 0,210 | - | - | - | -
PAW-VEN-CBLEXT12 | 4010869359139 | A2W | ACCESSORY | m) Accessory | Resdtl Vent | Cable with plug for electrical connection between unit and control panel, type CE and CD (12 m) | CEC cable w/plug 12M | [7 empty] | 1.125 | 0,205 | 0,050 | 0,150 | 0,150 | - | - | - | -
PAW-VEN-DIVPLG | 4010869359146 | A2W | ACCESSORY | m) Accessory | Resdtl Vent | Twin connector for installing several CD or CE type control panels on a single unit | Twin connector | [7 empty] | 731,500 | 0,010 | 0,035 | 0,190 | 0,110 | - | - | - | -
PAW-VEN-DPLBOX | 4010869359191 | A2W | ACCESSORY | m) Accessory | Resdtl Vent | HRV touch panel wall mount kit | HRV touch panel wall mount kit | [7 empty] | 605 | 0,190 | 0,050 | 0,110 | 0,110 | - | - | - | -
PAW-VEN-ACCPCB | 4010869359214 | A2W | ACCESSORY | m) Accessory | Resdtl Vent | Optional PCB for additional functions | Optional PCB for additional functions | [7 empty] | 965,600 | 0,200 | 0,040 | 0,170 | 0,142 | - | - | - | -
PAW-VEN-FLTKIT | 4010869359221 | A2W | ACCESSORY | m) Accessory | Resdtl Vent | Supply and extract filters kit | Supply and extract filters kit | [7 empty] | 3.807 | 0,205 | 0,045 | 0,470 | 0,180 | - | - | - | -
PAW-VEN-S-CO2RH-W | 4010869359177 | A2W | ACCESSORY | m) Accessory | Resdtl Vent | CO2 RH wall-mounted sensor | CO2 RH wall-mounted sensor | [7 empty] | 825 | 0,185 | 0,060 | 0,125 | 0,110 | - | - | - | -
PAW-VEN-S-CO2-D | 4010869359160 | A2W | ACCESSORY | m) Accessory | Resdtl Vent | CO2 duct sensor | CO2 duct sensor | [7 empty] | 3.036,690 | 0,270 | 0,115 | 0,163 | 0,162 | - | - | - | -
PAW-VEN-S-CO2-W | 4010869359184 | A2W | ACCESSORY | m) Accessory | Resdtl Vent | CO2 wall-mounted sensor | CO2 wall-mounted sensor | [7 empty] | 877,500 | 0,170 | 0,060 | 0,125 | 0,117 | - | - | - | -
PAW-VEN-WBRK | 4010869359207 | A2W | ACCESSORY | m) Accessory | Resdtl Vent | Wall bracket kit for stand-alone wall mounting | Wall bracket kit for wall mounting | [7 empty] | 26.130 | 1,860 | 0,150 | 0,670 | 0,260 | - | - | - | -
PAW-VEN-HTR06 | 4010869370240 | A2W | ACCESSORY | m) Accessory | Resdtl Vent | Electrical duct heater 0,6 kW | Electrical duct heater 0,6 kW | [7 empty] | 1.500 | 1 | 0,150 | 0,100 | 0,100 | - | - | - | -
PAW-VEN-HTR12 | 4010869370233 | A2W | ACCESSORY | m) Accessory | Resdtl Vent | Electrical duct heater 1,2 kW | Electrical duct heater 1,2 kW | [7 empty] | 1.500 | 1 | 0,150 | 0,100 | 0,100 | - | - | - | -
PAW-VENTX10Z-1 | 4010869401821 | A2W | ACCESSORY | s) Resdtl Vent | Hrvu Others | Cross-counterflow HRV Universal mounting 91 m3/h air flow | RVU Counter-Flow HEX, 10Z | P-VEN15XQAZE5 | [6 empty] | 166.056 | 23,800 | 0,340 | 0,740 | 0,660 | - | - | - | -
PAW-VENTX15Z-1 | 4010869401913 | A2W | ACCESSORY | s) Resdtl Vent | Hrvu Others | Cross-counterflow HRV Universal mounting 147 m3/h air flow | RVU Counter-Flow HEX, 15Z | - | [6 empty] | 85.445,600 | 21,100 | 0,580 | 0,580 | 0,254 | - | - | - | -
PAW-VENTX20Z-1 | 4010869401869 | A2W | ACCESSORY | s) Resdtl Vent | Hrvu Others | Cross-counterflow HRV Universal mounting | RVU Counter-Flow HEX, 20Z | P-VEN20XQAZE5 | [6 empty] | 193.936 | 25 | 0,620 | 0,920 | 0,340 | - | - | - | -
PAW-VENTX25Z-1 | 4010869401838 | A2W | ACCESSORY | s) Resdtl Vent | Hrvu Others | Cross-counterflow HRV Universal mounting | RVU Counter-Flow HEX, 20Z | P-VEN30XQAZE5 | [6 empty] | 193.936 | 30 | 0,620 | 0,920 | 0,340 | - | - | - | -
PAW-VENTX20H-1 | 4010869401975 | A2W | ACCESSORY | s) Resdtl Vent | Hrvu Others | Cross-counterflow HRV Horizontal mounting 109 m3/h air flow | RVU Counter-Flow HEX, 20H | P-VEN15XQAHE5 | [6 empty] | 193.936 | 25 | 0,620 | 0,920 | 0,340 | - | - | - | -
PAW-VENTX20V-1 | 4010869401814 | A2W | ACCESSORY | s) Resdtl Vent | Hrvu Others | Cross-counterflow HRV Vertical mounting 112 m3/h air flow | RVU Counter-Flow HEX, 20V | P-VEN15XQAVE5 | [6 empty] | 193.936 | 25 | 0,620 | 0,920 | 0,340 | - | - | - | -
PAW-VENTX30H-1 | 4010869401920 | A2W | ACCESSORY | s) Resdtl Vent | Hrvu Others | Cross-counterflow HRV Horizontal mounting 210 m3/h air flow | RVU Counter-Flow HEX, 30H | P-VEN30XQAHE5 | [6 empty] | 230.736 | 30 | 0,660 | 0,920 | 0,380 | - | - | - | -
PAW-VENTX30V-1 | 4010869401951 | A2W | ACCESSORY | s) Resdtl Vent | Hrvu Others | Cross-counterflow HRV Vertical mounting 210 m3/h air flow | RVU Counter-Flow HEX, 30V | P-VEN30XQAVE5 | [6 empty] | 417.075 | 52,800 | 0,750 | 0,830 | 0,670 | - | - | - | -
PAW-VENTX40H-1 | 4010869401845 | A2W | ACCESSORY | s) Resdtl Vent | Hrvu Others | Cross-counterflow HRV Horizontal mounting 238 m3/h air flow | RVU Counter-Flow HEX, 40H | P-VEN35XQAHE5 | [6 empty] | 359.936 | 44 | 0,370 | 1,280 | 0,760 | - | - | - | -
PAW-VENTX40V-1 | 4010869401890 | A2W | ACCESSORY | s) Resdtl Vent | Hrvu Others | Cross-counterflow HRV Vertical mounting 266 m3/h air flow | RVU Counter-Flow HEX, 40V | P-VEN40XQAVE5 | [6 empty] | 510.450 | 59,600 | 0,750 | 0,830 | 0,820 | - | - | - | -
PAW-VENTX50H-1 | 4010869401968 | A2W | ACCESSORY | s) Resdtl Vent | Hrvu Others | Cross-counterflow HRV Horizontal mounting | RVU Counter-Flow HEX, 50H | P-VEN45XQAHE5 | [6 empty] | 394.940,210 | 35 | 0,749 | 0,787 | 0,670 | - | - | - | -
PAW-VENTX50V-1 | 4010869401883 | A2W | ACCESSORY | s) Resdtl Vent | Hrvu Others | Cross-counterflow HRV Vertical mounting 266 m3/h | RVU Counter-Flow HEX, 50V | P-VEN45XQAVE5 | [6 empty] | 491.344 | 43 | 0,749 | 0,820 | 0,800 | - | - | - | -
P-VEN15XQAZE5 | 4010869660716 | A2W | ACCESSORY | s) Resdtl Vent | Aquarea Vent | Cross-counterflow HRV Universal mounting 91 m3/h air flow | RVU Counter-Flow HEX, 10Z |  | PAW-VENTX10Z-1 | x | 2025-04-01 |  |  |  | 166.056 | 23,800 | 0,340 | 0,740 | 0,660 | - | - | - | -
P-VEN20XQAZE5 | 4010869660723 | A2W | ACCESSORY | s) Resdtl Vent | Aquarea Vent | Cross-counterflow HRV Universal mounting | RVU Counter-Flow HEX, 20Z |  | PAW-VENTX20Z-1 | x | 2025-04-01 |  |  |  | 193.936 | 25 | 0,620 | 0,920 | 0,340 | - | - | - | -
P-VEN30XQAZE5 | 4010869660754 | A2W | ACCESSORY | s) Resdtl Vent | Aquarea Vent | Cross-counterflow HRV Universal mounting | RVU Counter-Flow HEX, 20Z |  | PAW-VENTX25Z-1 | x | 2025-04-01 |  |  |  | 193.936 | 30 | 0,620 | 0,920 | 0,340 | - | - | - | -
P-VEN15XQAHE5 | 4010869660693 | A2W | ACCESSORY | s) Resdtl Vent | Aquarea Vent | Cross-counterflow HRV Horizontal mounting 109 m3/h air flow | RVU Counter-Flow HEX, 20H |  | PAW-VENTX20H-1 | x | 2025-04-01 |  |  |  | 193.936 | 25 | 0,620 | 0,920 | 0,340 | - | - | - | -
P-VEN15XQAVE5 | 4010869660709 | A2W | ACCESSORY | s) Resdtl Vent | Aquarea Vent | Cross-counterflow HRV Vertical mounting 112 m3/h air flow | RVU Counter-Flow HEX, 20V |  | PAW-VENTX20V-1 | x | 2025-04-01 |  |  |  | 193.936 | 25 | 0,620 | 0,920 | 0,340 | - | - | - | -
P-VEN30XQAHE5 | 4010869660730 | A2W | ACCESSORY | s) Resdtl Vent | Aquarea Vent | Cross-counterflow HRV Horizontal mounting 210 m3/h air flow | RVU Counter-Flow HEX, 30H |  | PAW-VENTX30H-1 | x | 2025-04-01 |  |  |  | 230.736 | 30 | 0,660 | 0,920 | 0,380 | - | - | - | -
P-VEN30XQAVE5 | 4010869660747 | A2W | ACCESSORY | s) Resdtl Vent | Aquarea Vent | Cross-counterflow HRV Vertical mounting 210 m3/h air flow | RVU Counter-Flow HEX, 30V |  | PAW-VENTX30V-1 | x | 2025-04-01 |  |  |  | 417.075 | 52,800 | 0,750 | 0,830 | 0,670 | - | - | - | -
P-VEN35XQAHE5 | 4010869660761 | A2W | ACCESSORY | s) Resdtl Vent | Aquarea Vent | Cross-counterflow HRV Horizontal mounting 238 m3/h air flow | RVU Counter-Flow HEX, 40H |  | PAW-VENTX40H-1 | x | 2025-04-01 |  |  |  | 359.936 | 44 | 0,370 | 1,280 | 0,760 | - | - | - | -
P-VEN40XQAVE5 | 4010869660778 | A2W | ACCESSORY | s) Resdtl Vent | Aquarea Vent | Cross-counterflow HRV Vertical mounting 266 m3/h air flow | RVU Counter-Flow HEX, 40V |  | PAW-VENTX40V-1 | x | 2025-04-01 |  |  |  | 510.450 | 59,600 | 0,750 | 0,830 | 0,820 | - | - | - | -
P-VEN45XQAHE5 | 4010869660785 | A2W | ACCESSORY | s) Resdtl Vent | Aquarea Vent | Cross-counterflow HRV Horizontal mounting | RVU Counter-Flow HEX, 50H |  | PAW-VENTX50H-1 | x | 2025-04-01 |  |  |  | 394.940,210 | 35 | 0,749 | 0,787 | 0,670 | - | - | - | -
P-VEN45XQAVE5 | 4010869660792 | A2W | ACCESSORY | s) Resdtl Vent | Aquarea Vent | Cross-counterflow HRV Vertical mounting 266 m3/h | RVU Counter-Flow HEX, 50V |  | PAW-VENTX50V-1 | x | 2025-04-01 |  |  |  | 491.344 | 43 | 0,749 | 0,820 | 0,800 | - | - | - | -
PCZ-AHRP0025 | - | A2W | ACCESSORY | m) Accessory | Resdtl Vent | Wall-mounted control with Modbus for Aquarea Vent | Wall control Vent |  |  | x | 2025-04-01 |  |  |  | - | - | - | - | - | - | - | - | -
PCZ-AHRP0026 | - | A2W | ACCESSORY | m) Accessory | Resdtl Vent | Wall-mounted control with Integrated Wi-Fi for Aquarea Vent. | Wall control Vent with Wi-Fi |  |  | x | 2025-04-01 |  |  |  | - | - | - | - | - | - | - | - | -
PCZ-AHRP0421 | 4010869660815 | A2W | ACCESSORY | m) Accessory | Resdtl Vent | Electrical duct heater 0,5 kW, DN160 mm. | Electrical duct heater 0.5 kW, DN160 mm |  |  | x | 2025-04-01 |  |  |  | 8.000 | 6 | 0,200 | 0,200 | 0,200 | - | - | - | -
PCZ-AHRP0422 | 4010869660822 | A2W | ACCESSORY | m) Accessory | Resdtl Vent | Electrical duct heater 1,0 kW, DN160 mm. | Electrical duct heater 1 kW, DN160 mm |  |  | x | 2025-04-01 |  |  |  | 8.000 | 6 | 0,200 | 0,200 | 0,200 | - | - | - | -
PCZ-AHRP0501 | 4010869660839 | A2W | ACCESSORY | m) Accessory | Resdtl Vent | Spare F7 filter kit (2 pcs) for models 15Z, 20Z, 30Z, 15H and 15V | Filter Kit (2 pcs) 15Z, 20Z, 30Z, 20H, 20V |  |  | x | 2025-04-01 |  |  |  | 8.000 | 6 | 0,200 | 0,200 | 0,200 | - | - | - | -
PCZ-AHRP0507 | 4010869660877 | A2W | ACCESSORY | m) Accessory | Resdtl Vent | Spare F7 filter kit (2 pcs) for models 30H | Filter Kit (2 pcs) 30H |  |  | x | 2025-04-01 |  |  |  | 8.000 | 6 | 0,200 | 0,200 | 0,200 | - | - | - | -
PCZ-AHRP0502 | 4010869660846 | A2W | ACCESSORY | m) Accessory | Resdtl Vent | Spare F7 filter kit (2 pcs) for models 30V | Filter Kit (2 pcs) 30V |  |  | x | 2025-04-01 |  |  |  | 8.000 | 6 | 0,200 | 0,200 | 0,200 | - | - | - | -
PCZ-AHRP0503 | 4010869660853 | A2W | ACCESSORY | m) Accessory | Resdtl Vent | Spare F7 filter kit (2 pcs) for models 35H and 45H | Filter Kit (2 pcs) 35H, 45H |  |  | x | 2025-04-01 |  |  |  | 8.000 | 6 | 0,200 | 0,200 | 0,200 | - | - | - | -
PCZ-AHRP0504 | 4010869660860 | A2W | ACCESSORY | m) Accessory | Resdtl Vent | Spare F7 filter kit (2 pcs) for models 40V and 45V | Filter Kit (2 pcs) 40V, 45V |  |  | x | 2025-04-01 |  |  |  | 8.000 | 6 | 0,200 | 0,200 | 0,200 | - | - | - | -
PCZ-AHRP0901 | 4010869660891 | A2W | ACCESSORY | m) Accessory | Resdtl Vent | Activated carbon filter (1 pc) for models 15Z, 20Z, 30Z, 15H and 15V | Carbon Ftr (1 pc) for 15Z, 20Z, 30Z, 15H, 15V |  |  | x | 2025-04-01 |  |  |  | 8.000 | 6 | 0,200 | 0,200 | 0,200 | - | - | - | -
PCZ-AHRP0508 | 4010869660884 | A2W | ACCESSORY | m) Accessory | Resdtl Vent | Activated carbon filter (1 pc) for models 30H | Carbon Ftr (1 pc) for 30H |  |  | x | 2025-04-01 |  |  |  | 8.000 | 6 | 0,200 | 0,200 | 0,200 | - | - | - | -
PCZ-AHRP0902 | 4010869660907 | A2W | ACCESSORY | m) Accessory | Resdtl Vent | Activated carbon filter (1 pc) for models 30V | Carbon Ftr (1 pc) for 30V |  |  | x | 2025-04-01 |  |  |  | 8.000 | 6 | 0,200 | 0,200 | 0,200 | - | - | - | -
PCZ-AHRP0903 | 4010869660914 | A2W | ACCESSORY | m) Accessory | Resdtl Vent | Activated carbon filter (1 pc) for models 35H and 45H. | Carbon Ftr (1 pc) for 35H, 45 H |  |  | x | 2025-04-01 |  |  |  | 8.000 | 6 | 0,200 | 0,200 | 0,200 | - | - | - | -
PCZ-AHRP0904 | 4010869660921 | A2W | ACCESSORY | m) Accessory | Resdtl Vent | Activated carbon filter (1 pc) for models 40V and 45V. | Carbon Filter (1 pc) for 40V, 45V |  |  | x | 2025-04-01 |  |  |  | 8.000 | 6 | 0,200 | 0,200 | 0,200 | - | - | - | -
PCZ-STE016181 | 4010869596329 | A2W | ACCESSORY | m) Accessory | Resdtl Vent | External wall grid with flow deviation. Stainless steel, DN 160 mm | ERV accessories |  |  | x | 2025-04-01 |  |  |  | 3.375 | 10 | 0,150 | 0,150 | 0,150 | - | - | - | -
PCZ-STE016185 | 4010869596336 | A2W | ACCESSORY | m) Accessory | Resdtl Vent | Roof terminal. Stainless steel, DN 160mm | ERV accessories |  |  | x | 2025-04-01 |  |  |  | 3.375 | 10 | 0,150 | 0,150 | 0,150 | - | - | - | -
PCZ-STE016190 | 4010869596343 | A2W | ACCESSORY | m) Accessory | Resdtl Vent | Through for flat roof terminal. stainless steel, DN 160mm | ERV accessories |  |  | x | 2025-04-01 |  |  |  | 3.375 | 10 | 0,150 | 0,150 | 0,150 | - | - | - | -
PCZ-STE016191 | 4010869596350 | A2W | ACCESSORY | m) Accessory | Resdtl Vent | Through for terminal inclined roof 45°. Stainless steel, DN 160mm | ERV accessories |  |  | x | 2025-04-01 |  |  |  | 3.375 | 10 | 0,150 | 0,150 | 0,150 | - | - | - | -
PCZ-STE080189 | 4010869596367 | A2W | ACCESSORY | m) Accessory | Resdtl Vent | Through insulation collar for roof terminal | ERV accessories |  |  | x | 2025-04-01 |  |  |  | 3.375 | 10 | 0,150 | 0,150 | 0,150 | - | - | - | -
PCZ-SRA116110 | 4010869596374 | A2W | ACCESSORY | m) Accessory | Resdtl Vent | Insulated joint male/male. DN 160 mm | ERV accessories |  |  | x | 2025-04-01 |  |  |  | 3.375 | 10 | 0,150 | 0,150 | 0,150 | - | - | - | -
PCZ-SRA116120 | 4010869596381 | A2W | ACCESSORY | m) Accessory | Resdtl Vent | Insulated sleeve female/female. DN 160 mm | ERV accessories |  |  | x | 2025-04-01 |  |  |  | 3.375 | 10 | 0,150 | 0,150 | 0,150 | - | - | - | -
PCZ-SRA112132 | 4010869596398 | A2W | ACCESSORY | m) Accessory | Resdtl Vent | Insulated reducer female/male. DN 160 mm to DN 125 mm | ERV accessories |  |  | x | 2025-04-01 |  |  |  | 3.375 | 10 | 0,150 | 0,150 | 0,150 | - | - | - | -
PCZ-SRA116132 | 4010869596404 | A2W | ACCESSORY | m) Accessory | Resdtl Vent | Insulated reducer female/male. DN 200 mm to DN 160 mm | ERV accessories |  |  | x | 2025-04-01 |  |  |  | 3.375 | 10 | 0,150 | 0,150 | 0,150 | - | - | - | -
PCZ-SCS116001 | 4010869596411 | A2W | ACCESSORY | m) Accessory | Resdtl Vent | Rigid insulated pipe (primary EPP pipe). DN 160mm, L = 1mt, 1 joint included | ERV accessories |  |  | x | 2025-04-01 |  |  |  | 3.375 | 10 | 0,150 | 0,150 | 0,150 | - | - | - | -
PCZ-SCS116090 | 4010869596428 | A2W | ACCESSORY | m) Accessory | Resdtl Vent | Elbow 90° (primary EPP pipe. DN 160mm, 1 joint included | ERV accessories |  |  | x | 2025-04-01 |  |  |  | 3.375 | 10 | 0,150 | 0,150 | 0,150 | - | - | - | -
PCZ-SCS116160 | 4010869596435 | A2W | ACCESSORY | m) Accessory | Resdtl Vent | Connection joint (primary EPP pipe). DN 160mm | ERV accessories |  |  | x | 2025-04-01 |  |  |  | 3.375 | 10 | 0,150 | 0,150 | 0,150 | - | - | - | -
PCZ-SCS116120 | 4010869596442 | A2W | ACCESSORY | m) Accessory | Resdtl Vent | Reducer (primary EPP pipe). DN 160mm to DN 125mm | ERV accessories |  |  | x | 2025-04-01 |  |  |  | 3.375 | 10 | 0,150 | 0,150 | 0,150 | - | - | - | -
PCZ-SCE116010 | 4010869596459 | A2W | ACCESSORY | m) Accessory | Resdtl Vent | 10 m primary flexible duct with insulated hose. DH 160 mm. | ERV accessories |  |  | x | 2025-04-01 |  |  |  | 3.375 | 10 | 0,150 | 0,150 | 0,150 | - | - | - | -
PCZ-SCE316010 | 4010869596466 | A2W | ACCESSORY | m) Accessory | Resdtl Vent | 10 m primary flexible duct with insulated aluphonic hose. DH 160 mm. | ERV accessories |  |  | x | 2025-04-01 |  |  |  | 3.375 | 10 | 0,150 | 0,150 | 0,150 | - | - | - | -
PCZ-SCE099120 | 4010869596473 | A2W | ACCESSORY | m) Accessory | Resdtl Vent | Hose clamp for hose. 60/325 mm. | ERV accessories |  |  | x | 2025-04-01 |  |  |  | 3.375 | 10 | 0,150 | 0,150 | 0,150 | - | - | - | -
PCZ-SCE199121 | 4010869596480 | A2W | ACCESSORY | m) Accessory | Resdtl Vent | Black air-tight anti-condensation tape. 50 mm x 10 m | ERV accessories |  |  | x | 2025-04-01 |  |  |  | 3.375 | 10 | 0,150 | 0,150 | 0,150 | - | - | - | -
PCZ-SCE199122 | 4010869596497 | A2W | ACCESSORY | m) Accessory | Resdtl Vent | Aluminium tape. 50 mm x 10 m. Sp 40 µm | ERV accessories |  |  | x | 2025-04-01 |  |  |  | 3.375 | 10 | 0,150 | 0,150 | 0,150 | - | - | - | -
PCZ-SCE216001 | 4010869596503 | A2W | ACCESSORY | m) Accessory | Resdtl Vent | Flexible silencer male/male. DN 160mm, SP 25mm, L = 1000 mm | ERV accessories |  |  | x | 2025-04-01 |  |  |  | 3.375 | 10 | 0,150 | 0,150 | 0,150 | - | - | - | -
PCZ-SCO164044 | 4010869596510 | A2W | ACCESSORY | m) Accessory | Resdtl Vent | TG1 insulated steel manifold with inspection door and side/front/perpendicular exits. 1x DN 160mm - 4+4+4x DN 75/90mm | ERV accessories |  |  | x | 2025-04-01 |  |  |  | 3.375 | 10 | 0,150 | 0,150 | 0,150 | - | - | - | -
PCZ-SCO164084 | 4010869596527 | A2W | ACCESSORY | m) Accessory | Resdtl Vent | TG2 insulated steel manifold with inspection door and side/front/perpendicular exits. 1x DN 160mm - 4+8+4x DN 75/90mm | ERV accessories |  |  | x | 2025-04-01 |  |  |  | 3.375 | 10 | 0,150 | 0,150 | 0,150 | - | - | - | -
PCZ-SCO164124 | 4010869596534 | A2W | ACCESSORY | m) Accessory | Resdtl Vent | TG3 insulated steel manifold with inspection door and side/front/perpendicular exits. 1x DN160mm - 4+12+4x DN 75/90mm | ERV accessories |  |  | x | 2025-04-01 |  |  |  | 3.375 | 10 | 0,150 | 0,150 | 0,150 | - | - | - | -
PCZ-SRS075140 | 4010869596541 | A2W | ACCESSORY | m) Accessory | Resdtl Vent | Manifold/ Plenum coupling for DN75 corrugated start. | ERV accessories |  |  | x | 2025-04-01 |  |  |  | 3.375 | 10 | 0,150 | 0,150 | 0,150 | - | - | - | -
PCZ-SRS080141 | 4010869596558 | A2W | ACCESSORY | m) Accessory | Resdtl Vent | Collector blind plug for manifold. | ERV accessories |  |  | x | 2025-04-01 |  |  |  | 3.375 | 10 | 0,150 | 0,150 | 0,150 | - | - | - | -
PCZ-SRP080001 | 4010869596565 | A2W | ACCESSORY | m) Accessory | Resdtl Vent | Static flow regulator. 15 => 50 m3/h, step min = 5 m3/h | ERV accessories |  |  | x | 2025-04-01 |  |  |  | 3.375 | 10 | 0,150 | 0,150 | 0,150 | - | - | - | -
PCZ-SRS075050 | 4010869596572 | A2W | ACCESSORY | m) Accessory | Resdtl Vent | 50 m corrugated pipe coil. DN 75mm. | ERV accessories |  |  | x | 2025-04-01 |  |  |  | 3.375 | 10 | 0,150 | 0,150 | 0,150 | - | - | - | -
PCZ-SRS075145 | 4010869596589 | A2W | ACCESSORY | m) Accessory | Resdtl Vent | O-Ring. DN 75mm | ERV accessories |  |  | x | 2025-04-01 |  |  |  | 3.375 | 10 | 0,150 | 0,150 | 0,150 | - | - | - | -
PCZ-SRS075150 | 4010869596596 | A2W | ACCESSORY | m) Accessory | Resdtl Vent | Corrugated pipe blind plug. DN 75mm | ERV accessories |  |  | x | 2025-04-01 |  |  |  | 3.375 | 10 | 0,150 | 0,150 | 0,150 | - | - | - | -
PCZ-SRS075120 | 4010869596602 | A2W | ACCESSORY | m) Accessory | Resdtl Vent | Joint male/male. DN 75mm including two O-ring | ERV accessories |  |  | x | 2025-04-01 |  |  |  | 3.375 | 10 | 0,150 | 0,150 | 0,150 | - | - | - | -
PCZ-SRS075155 | 4010869596619 | A2W | ACCESSORY | m) Accessory | Resdtl Vent | Fixing clip. DN 75mm. Use every 1.5 - 2 m linear and before and after each curve | ERV accessories |  |  | x | 2025-04-01 |  |  |  | 3.375 | 10 | 0,150 | 0,150 | 0,150 | - | - | - | -
PCZ-SRS075160 | 4010869596626 | A2W | ACCESSORY | m) Accessory | Resdtl Vent | 90° vertical angle. DN 75mm. Two O-rings included | ERV accessories |  |  | x | 2025-04-01 |  |  |  | 3.375 | 10 | 0,150 | 0,150 | 0,150 | - | - | - | -
PCZ-REV081111 | 4010869596633 | A2W | ACCESSORY | m) Accessory | Resdtl Vent | EPP polypropylene diffuser, modular and patented with 75/90mm coupling, coupling for modular coupling , filter and installation brackets. | ERV accessories |  |  | x | 2025-04-01 |  |  |  | 3.375 | 10 | 0,150 | 0,150 | 0,150 | - | - | - | -
PCZ-SBO130860 | 4010869596640 | A2W | ACCESSORY | m) Accessory | Resdtl Vent | Replacement filter (10 pcs). | ERV accessories |  |  | x | 2025-04-01 |  |  |  | 3.375 | 10 | 0,150 | 0,150 | 0,150 | - | - | - | -
PCZ-SBO130801 | 4010869596657 | A2W | ACCESSORY | m) Accessory | Resdtl Vent | Grid 1x perforated round hole. Steel, white finish, 190x140mm | ERV accessories |  |  | x | 2025-04-01 |  |  |  | 3.375 | 10 | 0,150 | 0,150 | 0,150 | - | - | - | -
PCZ-SBO300801 | 4010869596664 | A2W | ACCESSORY | m) Accessory | Resdtl Vent | Grid 2x perforated round hole. Steel, white finish, 360x140mm | ERV accessories |  |  | x | 2025-04-01 |  |  |  | 3.375 | 10 | 0,150 | 0,150 | 0,150 | - | - | - | -
PCZ-SBO480801 | 4010869596671 | A2W | ACCESSORY | m) Accessory | Resdtl Vent | Grid 3x perforated round hole. Steel, white finish, 540x140mm | ERV accessories |  |  | x | 2025-04-01 |  |  |  | 3.375 | 10 | 0,150 | 0,150 | 0,150 | - | - | - | -
PCZ-SBO302001 | 4010869596688 | A2W | ACCESSORY | m) Accessory | Resdtl Vent | Grid 4x perforated round hole. Steel, white finish, 360x260mm | ERV accessories |  |  | x | 2025-04-01 |  |  |  | 3.375 | 10 | 0,150 | 0,150 | 0,150 | - | - | - | -
PCZ-SBO130802 | 4010869596695 | A2W | ACCESSORY | m) Accessory | Resdtl Vent | Grid 1x perforated square hole. Steel, white finish, 190x140mm | ERV accessories |  |  | x | 2025-04-01 |  |  |  | 3.375 | 10 | 0,150 | 0,150 | 0,150 | - | - | - | -
PCZ-SBO300802 | 4010869596701 | A2W | ACCESSORY | m) Accessory | Resdtl Vent | Grid 2x perforated square hole. Steel, white finish, 360x140mm | ERV accessories |  |  | x | 2025-04-01 |  |  |  | 3.375 | 10 | 0,150 | 0,150 | 0,150 | - | - | - | -
PCZ-SBO480802 | 4010869596718 | A2W | ACCESSORY | m) Accessory | Resdtl Vent | Grid 3x perforated square hole. Steel, white finish, 540x140mm | ERV accessories |  |  | x | 2025-04-01 |  |  |  | 3.375 | 10 | 0,150 | 0,150 | 0,150 | - | - | - | -
PCZ-SBO302002 | 4010869596725 | A2W | ACCESSORY | m) Accessory | Resdtl Vent | Grid 5x perforated square hole. Steel, white finish, 360x260mm | ERV accessories |  |  | x | 2025-04-01 |  |  |  | 3.375 | 10 | 0,150 | 0,150 | 0,150 | - | - | - | -
PAW-DHW100W-1 | 3410539660137 | A2W | ACCESSORY | f) DHW Heatpump | Wall | DHW heat pump 100 L Wall mounted | DHW heat pump 100 L Wall mounted | P-DHW100AE5 | [6 empty] | 470.925 | 61 | 1,365 | 0,600 | 0,575 | R134a | 0.52 | 1430 | 0.74
PAW-DHW150W-1 | 3410539760196 | A2W | ACCESSORY | f) DHW Heatpump | Wall | DHW heat pump 150 L Wall mounted | DHW heat pump 150 L Wall mounted | P-DHW150AE5 | [6 empty] | 604.800 | 69 | 1,680 | 0,600 | 0,600 | R134a | 0.58 | 1430 | 0.83
PAW-DHW200F | 3410539861015 | A2W | ACCESSORY | f) DHW Heatpump | Floor | DHW heat pump 200 L Floor standing | DHW heat pump 200 L Floor standing | P-DHW200AE5 | [6 empty] | 1.004.062,500 | 91,800 | 1,785 | 0,750 | 0,750 | R513A | 0.8 | 631 | 0.5
PAW-DHW270F | 3410539861022 | A2W | ACCESSORY | f) DHW Heatpump | Floor | DHW heat pump 270 L Floor standing | DHW heat pump 270 L Floor standing | P-DHW260AE5 | [6 empty] | 1.160.912 | 103,800 | 2,120 | 0,740 | 0,740 | R513A | 0.86 | 631 | 0.54
PAW-DHW270C1F | 3410539861046 | A2W | ACCESSORY | f) DHW Heatpump | Floor | DHW heat pump 270 L Floor standing with 2 coils | DHW heat pump 270 L Floor 2 coils | P-DHW260CAE5 | [6 empty] | 1.160.912 | 123,800 | 2,120 | 0,740 | 0,740 | R513A | 0.86 | 631 | 0.54
PAW-DHW-STAND | 4010869356879 | A2W | ACCESSORY | f) DHW Heatpump | Accessory | Stand for wall-mounted models (required for installation in non-load-bearing walls) | DHW heat pump stand | [7 empty] | 43.248 | 3 | 0,160 | 0,530 | 0,510 | - | - | - | -
P-DHW100AE5 | 4010869648394 | A2W | ACCESSORY | f) DHW Heatpump | Wall | DHW heat pump 100 L Wall mounted | DHW heat pump 100 L Wall mounted |  | PAW-DHW100W-1 | x | 2025-06-01 |  |  |  | 494.160 | 61 | 1,420 | 0,600 | 0,580 | R290 | 0.15 | 0.02 | 3e-06
P-DHW150AE5 | 4010869648400 | A2W | ACCESSORY | f) DHW Heatpump | Wall | DHW heat pump 150 L Wall mounted | DHW heat pump 150 L Wall mounted |  | PAW-DHW150W-1 | x | 2025-06-01 |  |  |  | 372.360 | 69 | 1,070 | 0,600 | 0,580 | R290 | 0.15 | 0.02 | 3e-06
P-DHW200AE5 | 4010869648417 | A2W | ACCESSORY | f) DHW Heatpump | Floor | DHW heat pump 200 L Floor standing | DHW heat pump 200 L Floor standing |  | PAW-DHW200F | x | 2025-04-01 |  |  |  | 1.007.930 | 92 | 1,870 | 0,770 | 0,700 | R290 | 0.15 | 0.02 | 3e-06
P-DHW200CAE5 | 4010869648424 | A2W | ACCESSORY | f) DHW Heatpump | Floor | DHW heat pump 200 L Floor standing with additional coil | DHW heat pump 200 L Floor 2 coils |  |  | x | 2025-04-01 |  |  |  | 1.007.930 | 112 | 1,870 | 0,770 | 0,700 | R290 | 0.15 | 0.02 | 3e-06
P-DHW260AE5 | 4010869648431 | A2W | ACCESSORY | f) DHW Heatpump | Floor | DHW heat pump 260 L Floor standing | DHW heat pump 260 L Floor standing |  | PAW-DHW270F | x | 2025-04-01 |  |  |  | 1.007.930 | 104 | 1,870 | 0,770 | 0,700 | R290 | 0.15 | 0.02 | 3e-06
P-DHW260CAE5 | 4010869648448 | A2W | ACCESSORY | f) DHW Heatpump | Floor | DHW heat pump 2260 L Floor standing with additional coil | DHW heat pump 260 L Floor 2 coils |  | PAW-DHW270C1F | x | 2025-04-01 |  |  |  | 1.007.930 | 124 | 1,870 | 0,770 | 0,700 | R290 | 0.15 | 0.02 | 3e-06
CU-VZ9SKE | 5025232847341 | RAC | OUTDOOR | a) Flag | VZ Series | 2,5 kW VZ outdoor unit | VZ outdoor unit | [7 empty] | 273.420 | 43 | 0,700 | 0,930 | 0,420 | R32 | 1.05 | 675 | 0.70875
CU-VZ12SKE | 5025232847037 | RAC | OUTDOOR | a) Flag | VZ Series | 3,5 kW VZ outdoor unit | VZ outdoor unit | [7 empty] | 273.420 | 43 | 0,700 | 0,930 | 0,420 | R32 | 1.1 | 675 | 0.7425
CS-VZ9SKE | 5025232847013 | RAC | INDOOR | a) Flag | VZ Series | 2,5 kW VZ Wall mounted indoor unit | VZ indoor unit | [7 empty] | 135.198 | 18 | 0,420 | 0,870 | 0,370 | - | - | - | -
CS-VZ12SKE | 5025232847020 | RAC | INDOOR | a) Flag | VZ Series | 3,5 kW VZ Wall mounted indoor unit | VZ indoor unit | [7 empty] | 135.198 | 18 | 0,420 | 0,870 | 0,370 | - | - | - | -
CU-Z20ZKE | 5025232946495 | RAC | OUTDOOR | b) Deluxe | Z Series | 2,0 kW Etherea outdoor unit | Etherea outdoor unit | [7 empty] | 213.600 | 29 | 0,600 | 0,890 | 0,400 | R32 | 0.7 | 675 | 0.4725
CU-Z25ZKE | 5025232946501 | RAC | OUTDOOR | b) Deluxe | Z Series | 2,5 kW Etherea outdoor unit | Etherea outdoor unit | [7 empty] | 213.600 | 29 | 0,600 | 0,890 | 0,400 | R32 | 0.7 | 675 | 0.4725
CU-Z35ZKE | 5025232946518 | RAC | OUTDOOR | b) Deluxe | Z Series | 3,5 kW Etherea outdoor unit | Etherea outdoor unit | [7 empty] | 213.600 | 33 | 0,600 | 0,890 | 0,400 | R32 | 0.81 | 675 | 0.54675
CU-Z42ZKE | 5025232946525 | RAC | OUTDOOR | b) Deluxe | Z Series | 4,2 kW Etherea outdoor unit | Etherea outdoor unit | [7 empty] | 213.600 | 33 | 0,600 | 0,890 | 0,400 | R32 | 0.83 | 675 | 0.56025
CU-Z50ZKE | 5025232946532 | RAC | OUTDOOR | b) Deluxe | Z Series | 5,0 kW Etherea outdoor unit | Etherea outdoor unit | [7 empty] | 367.080 | 44 | 0,760 | 1,050 | 0,460 | R32 | 1.13 | 675 | 0.76275
CU-Z71ZKE | 5025232946549 | RAC | OUTDOOR | b) Deluxe | Z Series | 7,1 kW Etherea outdoor unit | Etherea outdoor unit | [7 empty] | 367.080 | 49 | 0,760 | 1,050 | 0,460 | R32 | 1.35 | 675 | 0.91125
CS-Z20ZKEW | 5025232946266 | RAC | INDOOR | b) Deluxe | Z Series | 2,0 kW Etherea matt white indoor unit | Etherea indoor unit | [7 empty] | 98.420 | 12 | 0,280 | 0,950 | 0,370 | - | - | - | -
CS-Z25ZKEW | 5025232946273 | RAC | INDOOR | b) Deluxe | Z Series | 2,5 kW Etherea matt white indoor unit | Etherea indoor unit | [7 empty] | 98.420 | 12 | 0,280 | 0,950 | 0,370 | - | - | - | -
CS-Z35ZKEW | 5025232946280 | RAC | INDOOR | b) Deluxe | Z Series | 3,5 kW Etherea matt white indoor unit | Etherea indoor unit | [7 empty] | 98.420 | 13 | 0,280 | 0,950 | 0,370 | - | - | - | -
CS-Z42ZKEW | 5025232946297 | RAC | INDOOR | b) Deluxe | Z Series | 4,2 kW Etherea matt white indoor unit | Etherea indoor unit | [7 empty] | 98.420 | 13 | 0,280 | 0,950 | 0,370 | - | - | - | -
CS-Z50ZKEW | 5025232946303 | RAC | INDOOR | b) Deluxe | Z Series | 5,0 kW Etherea matt white indoor unit | Etherea indoor unit | [7 empty] | 135.470 | 14 | 0,310 | 1,150 | 0,380 | - | - | - | -
CS-Z71ZKEW | 5025232946310 | RAC | INDOOR | b) Deluxe | Z Series | 7,1 kW Etherea matt white indoor unit | Etherea indoor unit | [7 empty] | 135.470 | 15 | 0,310 | 1,150 | 0,380 | - | - | - | -
CS-MZ16ZKE | 5025232946129 | RAC | INDOOR | b) Deluxe | Z Series | 1,6 kW Etherea matt white indoor unit | Etherea indoor unit | [7 empty] | 98.420 | 12 | 0,280 | 0,950 | 0,370 | - | - | - | -
CS-XZ20ZKEW | 5025232945450 | RAC | INDOOR | b) Deluxe | Z Series (SILVER) | 2,0 kW Etherea silver indoor unit | Etherea indoor unit | [7 empty] | 98.420 | 12 | 0,280 | 0,950 | 0,370 | - | - | - | -
CS-XZ25ZKEW | 5025232945474 | RAC | INDOOR | b) Deluxe | Z Series (SILVER) | 2,5 kW Etherea silver indoor unit | Etherea indoor unit | [7 empty] | 98.420 | 12 | 0,280 | 0,950 | 0,370 | - | - | - | -
CS-XZ35ZKEW | 5025232945498 | RAC | INDOOR | b) Deluxe | Z Series (SILVER) | 3,5 kW Etherea silver indoor unit | Etherea indoor unit | [7 empty] | 98.420 | 13 | 0,280 | 0,950 | 0,370 | - | - | - | -
CS-XZ50ZKEW | 5025232945528 | RAC | INDOOR | b) Deluxe | Z Series (SILVER) | 5,0 kW Etherea silver indoor unit | Etherea indoor unit | [7 empty] | 135.470 | 14 | 0,310 | 1,150 | 0,380 | - | - | - | -
CS-XZ20ZKEW-H | 5025232945467 | RAC | INDOOR | b) Deluxe | Z Series (DARK) | 2,0 kW Etherea graphite grey indoor unit | Etherea indoor unit | [7 empty] | 98.420 | 12 | 0,280 | 0,950 | 0,370 | - | - | - | -
CS-XZ25ZKEW-H | 5025232945481 | RAC | INDOOR | b) Deluxe | Z Series (DARK) | 2,5 kW Etherea graphite grey indoor unit | Etherea indoor unit | [7 empty] | 98.420 | 12 | 0,280 | 0,950 | 0,370 | - | - | - | -
CS-XZ35ZKEW-H | 5025232945504 | RAC | INDOOR | b) Deluxe | Z Series (DARK) | 3,5 kW Etherea graphite grey indoor unit | Etherea indoor unit | [7 empty] | 98.420 | 13 | 0,280 | 0,950 | 0,370 | - | - | - | -
CS-XZ42ZKEW-H | 5025232945511 | RAC | INDOOR | b) Deluxe | Z Series (DARK) | 4,2 kW Etherea graphite grey indoor unit | Etherea indoor unit | [7 empty] | 98.420 | 13 | 0,280 | 0,950 | 0,370 | - | - | - | -
CU-TZ20ZKE | 5025232946396 | RAC | OUTDOOR | d) Standard | TZ Series | 2,0 kW TZ outdoor unit | TZ outdoor unit | [7 empty] | 213.600 | 28 | 0,600 | 0,890 | 0,400 | R32 | 0.52 | 675 | 0.351
CU-TZ25ZKE | 5025232946402 | RAC | OUTDOOR | d) Standard | TZ Series | 2,5 kW TZ outdoor unit | TZ outdoor unit | [7 empty] | 213.600 | 28 | 0,600 | 0,890 | 0,400 | R32 | 0.61 | 675 | 0.41175
CU-TZ35ZKE | 5025232946419 | RAC | OUTDOOR | d) Standard | TZ Series | 3,5 kW TZ outdoor unit | TZ outdoor unit | [7 empty] | 213.600 | 31 | 0,600 | 0,890 | 0,400 | R32 | 0.67 | 675 | 0.45225
CU-TZ42ZKE | 5025232946426 | RAC | OUTDOOR | d) Standard | TZ Series | 4,2 kW TZ outdoor unit | TZ outdoor unit | [7 empty] | 213.600 | 33 | 0,600 | 0,890 | 0,400 | R32 | 0.79 | 675 | 0.53325
CU-TZ50ZKE | 5025232946433 | RAC | OUTDOOR | d) Standard | TZ Series | 5,0 kW TZ outdoor unit | TZ outdoor unit | [7 empty] | 274.176 | 38 | 0,680 | 0,960 | 0,420 | R32 | 1.07 | 675 | 0.72225
CU-TZ60ZKE | 5025232946440 | RAC | OUTDOOR | d) Standard | TZ Series | 6,0 kW TZ outdoor unit | TZ outdoor unit | [7 empty] | 274.176 | 38 | 0,680 | 0,960 | 0,420 | R32 | 1.22 | 675 | 0.8235
CU-TZ71ZKE | 5025232946457 | RAC | OUTDOOR | d) Standard | TZ Series | 7,1 kW TZ outdoor unit | TZ outdoor unit | [7 empty] | 367.080 | 49 | 0,760 | 1,050 | 0,460 | R32 | 1.35 | 675 | 0.91125
CS-MTZ16ZKE | 5025232946112 | RAC | INDOOR | d) Standard | TZ Series | 1,6 kW TZ Super compact indoor unit | TZ indoor unit | [7 empty] | 80.496 | 9 | 0,260 | 0,860 | 0,360 | - | - | - | -
CS-TZ20ZKEW | 5025232946167 | RAC | INDOOR | d) Standard | TZ Series | 2,0 kW TZ Super compact indoor unit | TZ indoor unit | [7 empty] | 80.496 | 9 | 0,260 | 0,860 | 0,360 | - | - | - | -
CS-TZ25ZKEW | 5025232946174 | RAC | INDOOR | d) Standard | TZ Series | 2,5 kW TZ Super compact indoor unit | TZ indoor unit | [7 empty] | 80.496 | 9 | 0,260 | 0,860 | 0,360 | - | - | - | -
CS-TZ35ZKEW | 5025232946181 | RAC | INDOOR | d) Standard | TZ Series | 3,5 kW TZ Super compact indoor unit | TZ indoor unit | [7 empty] | 80.496 | 9 | 0,260 | 0,860 | 0,360 | - | - | - | -
CS-TZ42ZKEW | 5025232946198 | RAC | INDOOR | d) Standard | TZ Series | 4,2 kW TZ Super compact indoor unit | TZ indoor unit | [7 empty] | 80.496 | 9 | 0,260 | 0,860 | 0,360 | - | - | - | -
CS-TZ50ZKEW | 5025232946204 | RAC | INDOOR | d) Standard | TZ Series | 5,0 kW TZ Super compact indoor unit | TZ indoor unit | [7 empty] | 80.496 | 9 | 0,260 | 0,860 | 0,360 | - | - | - | -
CS-TZ60ZKEW | 5025232946211 | RAC | INDOOR | d) Standard | TZ Series | 6,0 kW TZ Super compact indoor unit | TZ indoor unit | [7 empty] | 135.470 | 14 | 0,310 | 1,150 | 0,380 | - | - | - | -
CS-TZ71ZKEW | 5025232946228 | RAC | INDOOR | d) Standard | TZ Series | 7,1 kW TZ Super compact indoor unit | TZ indoor unit | [7 empty] | 135.470 | 14 | 0,310 | 1,150 | 0,380 | - | - | - | -
CU-BZ25ZKE | 5025232946327 | RAC | OUTDOOR | f) Basic | BZ Series | 2,5 kW BZ outdoor unit | BZ outdoor unit | [7 empty] | 213.600 | 27 | 0,600 | 0,890 | 0,400 | R32 | 0.52 | 675 | 0.351
CU-BZ35ZKE | 5025232946334 | RAC | OUTDOOR | f) Basic | BZ Series | 3,5 kW BZ outdoor unit | BZ outdoor unit | [7 empty] | 213.600 | 27 | 0,600 | 0,890 | 0,400 | R32 | 0.61 | 675 | 0.41175
CU-BZ50ZKE | 5025232946341 | RAC | OUTDOOR | f) Basic | BZ Series | 5,0 kW BZ outdoor unit | BZ outdoor unit | [7 empty] | 274.176 | 38 | 0,680 | 0,960 | 0,420 | R32 | 1.07 | 675 | 0.72225
CU-BZ60ZKE | 5025232946358 | RAC | OUTDOOR | f) Basic | BZ Series | 6,0 kW BZ outdoor unit | BZ outdoor unit | [7 empty] | 367.080 | 44 | 0,760 | 1,050 | 0,460 | R32 | 1.11 | 675 | 0.74925
CS-BZ25ZKE | 5025232946075 | RAC | INDOOR | f) Basic | BZ Series | 2,5 kW BZ wall mounted indoor unit | BZ indoor unit | [7 empty] | 83.694 | 9 | 0,260 | 0,870 | 0,370 | - | - | - | -
CS-BZ35ZKE | 5025232946082 | RAC | INDOOR | f) Basic | BZ Series | 3,5 kW BZ wall mounted indoor unit | BZ indoor unit | [7 empty] | 83.694 | 9 | 0,260 | 0,870 | 0,370 | - | - | - | -
CS-BZ50ZKE | 5025232946099 | RAC | INDOOR | f) Basic | BZ Series | 5,0 kW BZ wall mounted indoor unit | BZ indoor unit | [7 empty] | 80.496 | 9 | 0,260 | 0,860 | 0,360 | - | - | - | -
CS-BZ60ZKE | 5025232946105 | RAC | INDOOR | f) Basic | BZ Series | 6,0 kW BZ wall mounted indoor unit | BZ indoor unit | [7 empty] | 80.496 | 10 | 0,260 | 0,860 | 0,360 | - | - | - | -
CU-UZ25ZKE | 5025232946464 | RAC | OUTDOOR | f) Basic | UZ Series | 2,5 kW UZ outdoor unit | UZ outdoor unit | [7 empty] | 207.414,500 | 26 | 0,590 | 0,890 | 0,395 | R32 | 0.52 | 675 | 0.351
CU-UZ35ZKE | 5025232946471 | RAC | OUTDOOR | f) Basic | UZ Series | 3,5 kW UZ outdoor unit | UZ outdoor unit | [7 empty] | 213.600 | 27 | 0,600 | 0,890 | 0,400 | R32 | 0.61 | 675 | 0.41175
CU-UZ50ZKE | 5025232946488 | RAC | OUTDOOR | f) Basic | UZ Series | 5,0 kW UZ outdoor unit | UZ outdoor unit | [7 empty] | 274.176 | 38 | 0,680 | 0,960 | 0,420 | R32 | 1.07 | 675 | 0.72225
CS-UZ25ZKE | 5025232946235 | RAC | INDOOR | f) Basic | UZ Series | 2,5 kW UZ wall mounted indoor unit | UZ indoor unit | [7 empty] | 80.496 | 9 | 0,260 | 0,860 | 0,360 | - | - | - | -
CS-UZ35ZKE | 5025232946242 | RAC | INDOOR | f) Basic | UZ Series | 3,5 kW UZ wall mounted indoor unit | UZ indoor unit | [7 empty] | 80.496 | 9 | 0,260 | 0,860 | 0,360 | - | - | - | -
CS-UZ50ZKE | 5025232946259 | RAC | INDOOR | f) Basic | UZ Series | 5,0 kW UZ wall mounted indoor unit | UZ indoor unit | [7 empty] | 80.496 | 9 | 0,260 | 0,860 | 0,360 | - | - | - | -
CU-Z25UBEA | 5025232874828 | RAC | OUTDOOR | j) Semi FS | Outdoor | 2,5 kW outdoor unit | Outdoor unit | [7 empty] | 213.600 | 35 | 0,600 | 0,890 | 0,400 | R32 | 0.88 | 675 | 0.594
CU-Z35UBEA | 5025232874835 | RAC | OUTDOOR | j) Semi FS | Outdoor | 3,5 kW outdoor unit | Outdoor unit | [7 empty] | 274.176 | 38 | 0,680 | 0,960 | 0,420 | R32 | 0.93 | 675 | 0.62775
CU-Z50UBEA | 5025232874842 | RAC | OUTDOOR | j) Semi FS | Outdoor | 5,0 kW outdoor unit | Outdoor unit | [7 empty] | 367.080 | 47 | 0,760 | 1,050 | 0,460 | R32 | 1.13 | 675 | 0.76275
CU-Z60UBEA | 5025232874859 | RAC | OUTDOOR | j) Semi FS | Outdoor | 6,0 kW outdoor unit | Outdoor unit | [7 empty] | 367.080 | 47 | 0,760 | 1,050 | 0,460 | R32 | 1.13 | 675 | 0.76275
CS-MZ20UFEA | 5025232874590 | RAC | INDOOR | j) Semi FS | Floor | 2,0 kW Floor console | Floor console | [7 empty] | 158.032 | 15 | 0,280 | 0,830 | 0,680 | - | - | - | -
CS-Z25UFEAW | 5025232874644 | RAC | INDOOR | j) Semi FS | Floor | 2,5 kW Floor console | Floor console | [7 empty] | 158.032 | 15 | 0,280 | 0,830 | 0,680 | - | - | - | -
CS-Z35UFEAW | 5025232874651 | RAC | INDOOR | j) Semi FS | Floor | 3,5 kW Floor console | Floor console | [7 empty] | 158.032 | 15 | 0,280 | 0,830 | 0,680 | - | - | - | -
CS-Z50UFEAW | 5025232874668 | RAC | INDOOR | j) Semi FS | Floor | 5,0 kW Floor console | Floor console | [7 empty] | 158.032 | 15 | 0,280 | 0,830 | 0,680 | - | - | - | -
CS-MZ20UD3EA | 5025232877188 | RAC | INDOOR | j) Semi FS | Duct | 2,0 kW Low static pressure hideaway | Low static pressure hideaway | [7 empty] | 163.800 | 24 | 0,210 | 1,040 | 0,750 | - | - | - | -
CS-Z25UD3EAW | 5025232877324 | RAC | INDOOR | j) Semi FS | Duct | 2,5 kW Low static pressure hideaway | Low static pressure hideaway | [7 empty] | 163.800 | 24 | 0,210 | 1,040 | 0,750 | - | - | - | -
CS-Z35UD3EAW | 5025232877348 | RAC | INDOOR | j) Semi FS | Duct | 3,5 kW Low static pressure hideaway | Low static pressure hideaway | [7 empty] | 163.800 | 24 | 0,210 | 1,040 | 0,750 | - | - | - | -
CS-Z50UD3EAW | 5025232877362 | RAC | INDOOR | j) Semi FS | Duct | 5,0 kW Low static pressure hideaway | Low static pressure hideaway | [7 empty] | 163.800 | 24 | 0,210 | 1,040 | 0,750 | - | - | - | -
CS-Z60UD3EAW | 5025232877386 | RAC | INDOOR | j) Semi FS | Duct | 6,0 kW Low static pressure hideaway | Low static pressure hideaway | [7 empty] | 163.800 | 24 | 0,210 | 1,040 | 0,750 | - | - | - | -
CU-2TZ41TBE | 5025232873289 | RAC | OUTDOOR | h) Multi | TZ Series | 4,1 kW TZ outdoor unit with 2 connections for indoor unit | Multi TZ outdoor unit | [7 empty] | 213.600 | 37 | 0,600 | 0,890 | 0,400 | R32 | 0.9 | 675 | 0.6075
CU-2TZ50TBE | 5025232873296 | RAC | OUTDOOR | h) Multi | TZ Series | 5,0 kW TZ outdoor unit with 2 connections for indoor unit | Multi TZ outdoor unit | [7 empty] | 213.600 | 37 | 0,600 | 0,890 | 0,400 | R32 | 0.9 | 675 | 0.6075
CU-3TZ52TBE | 5025232873302 | RAC | OUTDOOR | h) Multi | TZ Series | 5,2 kW TZ outdoor unit with 3 connections for indoor unit | Multi TZ outdoor unit | [7 empty] | 457.905 | 77 | 0,890 | 1,050 | 0,490 | R32 | 2.1 | 675 | 1.4175
CU-2Z35TBE | 5025232860418 | RAC | OUTDOOR | h) Multi | Z Series | 3,5 kW Free multi outdoor unit with 2 connections for indoor unit | Free multi outdoor unit | [7 empty] | 274.176 | 41 | 0,680 | 0,960 | 0,420 | R32 | 1.12 | 675 | 0.756
CU-2Z41TBE | 5025232868544 | RAC | OUTDOOR | h) Multi | Z Series | 4,1 kW Free multi outdoor unit with 2 connections for indoor unit | Free multi outdoor unit | [7 empty] | 274.176 | 41 | 0,680 | 0,960 | 0,420 | R32 | 1.12 | 675 | 0.756
CU-2Z50TBE | 5025232860432 | RAC | OUTDOOR | h) Multi | Z Series | 5,0 kW Free multi outdoor unit with 2 connections for indoor unit | Free multi outdoor unit | [7 empty] | 274.176 | 41 | 0,680 | 0,960 | 0,420 | R32 | 1.12 | 675 | 0.756
CU-3Z52TBE | 5025232869077 | RAC | OUTDOOR | h) Multi | Z Series | 5,2 kW Free multi outdoor unit with 3 connections for indoor unit | Free multi outdoor unit | [7 empty] | 457.905 | 77 | 0,890 | 1,050 | 0,490 | R32 | 2.1 | 675 | 1.4175
CU-3Z68TBE | 5025232860456 | RAC | OUTDOOR | h) Multi | Z Series | 6,8 kW Free multi outdoor unit with 3 connections for indoor unit | Free multi outdoor unit | [7 empty] | 457.905 | 77 | 0,890 | 1,050 | 0,490 | R32 | 2.1 | 675 | 1.4175
CU-4Z68TBE | 5025232860463 | RAC | OUTDOOR | h) Multi | Z Series | 6,8 kW Free multi outdoor unit with 4 connections for indoor unit | Free multi outdoor unit | [7 empty] | 457.905 | 78 | 0,890 | 1,050 | 0,490 | R32 | 2.1 | 675 | 1.4175
CU-4Z80TBE | 5025232873265 | RAC | OUTDOOR | h) Multi | Z Series | 8,0 kW Free multi outdoor unit with 4 connections for indoor unit | Free multi outdoor unit | [7 empty] | 622.098 | 88 | 1,140 | 1,070 | 0,510 | R32 | 2.72 | 675 | 1.836
CU-5Z90TBE | 5025232873272 | RAC | OUTDOOR | h) Multi | Z Series | 9,0 kW Free multi outdoor unit with 5 connections for indoor unit | Free multi outdoor unit | [7 empty] | 622.098 | 89 | 1,140 | 1,070 | 0,510 | R32 | 2.72 | 675 | 1.836
CU-2Z50ABEC | 5025232964826 | RAC | OUTDOOR | i) Multi (Nordic) | Z Series | 5,0 kW Power heat multi outdoor unit with 2 connections for indoor unit | Power heat multi outdoor unit |  |  | x | 2024-10-01 |  |  |  | 457.905 | 64 | 0,890 | 1,050 | 0,490 | R32 | 1.92 | 675 | 1.296
CU-3Z75ABEC | 5025232964833 | RAC | OUTDOOR | i) Multi (Nordic) | Z Series | 7,5 kW Power heat multi outdoor unit with 3 connections for indoor unit | Power heat multi outdoor unit |  |  | x | 2024-10-01 |  |  |  | 457.905 | 77 | 0,890 | 1,050 | 0,490 | R32 | 2.42 | 675 | 1.6335
CZ-TACG1 | 5025232874873 | RAC | ACCESSORY | m) Accessory | Cloud | Optional Wi-Fi adapter for Cloud service | Cloud adapter | [7 empty] | 1.080 | 0,295 | 0,050 | 0,180 | 0,120 | - | - | - | -
CZ-RD517C | 5025232944620 | RAC | ACCESSORY | m) Accessory | Remoco (WIRED) | Wired remote controller for wall-mounted and floor console | Wired remote controller | [7 empty] | 3.386,250 | 1,030 | 0,070 | 0,225 | 0,215 | - | - | - | -
CZ-RL511D | 5025232894659 | RAC | ACCESSORY | l) Others | Others | Infrared Sky Remote controller for hideaway with 2 m infrared receiver cable | Infrared remote controller | [7 empty] | 2.430 | 1,056 | 0,060 | 0,225 | 0,180 | - | - | - | -
CZ-RCC5 | 5025232932078 | RAC | ACCESSORY | m) Accessory | Connectivity | CN-CNT cables x2 for server room application, control of 2 units, rotation, backup, etc. | CN-CNT cable for YKEA | [7 empty] | 1.155 | 0,156 | 0,070 | 0,150 | 0,110 | - | - | - | -
PAW-AC-KNX-1i | 4010869200424 | RAC | ACCESSORY | m) Accessory | Connectivity | KNX gateway for RAC models with CN-CNT connector (Intesis) | KNX gateway | [7 empty] | 740,600 | 0,250 | 0,070 | 0,115 | 0,092 | - | - | - | -
PAW-AZAC-KNX-1 | 8445409139111 | RAC | ACCESSORY | m) Accessory | Connectivity | KNX gateway for RAC models with CN-CNT connector (Airzone) | KNX gateway | [7 empty] | 952 | 0,107 | 0,040 | 0,170 | 0,140 | - | - | - | -
PAW-AC-MBS-1 | 4010869201995 | RAC | ACCESSORY | m) Accessory | Connectivity | Modbus gateway for RAC models with CN-CNT connector (Intesis) | Modbus gateway | [7 empty] | 1.204,875 | 0,200 | 0,085 | 0,135 | 0,105 | - | - | - | -
PAW-AZAC-MBS-1 | 8445409139098 | RAC | ACCESSORY | m) Accessory | Connectivity | Modbus gateway for RAC models with CN-CNT connector (Airzone) | Modbus gateway | [7 empty] | 952 | 0,107 | 0,040 | 0,170 | 0,140 | - | - | - | -
PAW-AC-BAC-1 | 4010869242769 | RAC | ACCESSORY | m) Accessory | Connectivity | Bacnet gateway for RAC models with CN-CNT connector (Intesis) | Bacnet gateway | [7 empty] | 1.204,875 | 0,100 | 0,085 | 0,135 | 0,105 | - | - | - | -
PAW-AZAC-BAC-1 | 8445409139135 | RAC | ACCESSORY | m) Accessory | Connectivity | Bacnet gateway for RAC models with CN-CNT connector (Airzone) | Bacnet gateway | [7 empty] | 952 | 0,107 | 0,040 | 0,170 | 0,140 | - | - | - | -
PAW-AC-DIO | 4010869244275 | RAC | ACCESSORY | m) Accessory | Connectivity | Dry contact interface for RAC models with CN-RMT connector | RAC Dry contact | [7 empty] | 4.301 | 1 | 0,110 | 0,230 | 0,170 | - | - | - | -
CZ-MA1PA | 5025232924813 | RAC | ACCESSORY | l) Others | Others | Pipe reducer. Reduces the connection size on the indoor unit from 1/2 to 3/8 | Pipe reducer | [7 empty] | 256,667 | 0,158 | 0,100 | 0,040 | 0,035 | - | - | - | -
CZ-MA2PA | 5025232924790 | RAC | ACCESSORY | l) Others | Others | Pipe reducer. Increases the connection size on the outdoor unit from 3/8 to 1/2 | Pipe reducer | [7 empty] | 256,667 | 0,200 | 0,070 | 0,150 | 0,110 | - | - | - | -
CZ-MA3PA | 5025232924806 | RAC | ACCESSORY | l) Others | Others | Pipe reducer. Reduces the connection size on the indoor unit from 5/8 to 1/2 | Pipe reducer | [7 empty] | 256,667 | 0,217 | 0,110 | 0,040 | 0,030 | - | - | - | -
P-MOG16IC5-E | 4010869594493 | RAC | OUTDOOR | o) RAC Solo | Rac Solo | 1,7 kW RAC Solo | RAC Solo |  |  | x | 2025-01-01 |  |  |  | 156.156 | 42 | 0,660 | 0,910 | 0,260 | R290 | 0.14 | 0.02 | 2.8e-06
P-MOZ20IC5-E | 4010869594509 | RAC | OUTDOOR | o) RAC Solo | Rac Solo | 2,0 kW RAC Solo | RAC Solo |  |  | x | 2025-01-01 |  |  |  | 180.180 | 45 | 0,660 | 1,050 | 0,260 | R32 | 0.5 | 675 | 0.3375
P-MOZ25IC5-E | 4010869594516 | RAC | OUTDOOR | o) RAC Solo | Rac Solo | 2,5 kW RAC Solo | RAC Solo |  |  | x | 2025-01-01 |  |  |  | 190.476 | 45 | 0,660 | 1,110 | 0,260 | R32 | 0.5 | 675 | 0.3375
P-MOZ30IC5-E | 4010869594523 | RAC | OUTDOOR | o) RAC Solo | Rac Solo | 3,0 kW RAC Solo | RAC Solo |  |  | x | 2025-01-01 |  |  |  | 197.340 | 45 | 0,660 | 1,150 | 0,260 | R32 | 0.5 | 675 | 0.3375
PCZ-GB0738 | 4010869596107 | RAC | ACCESSORY | l) Others | Others | Kit of external aluminium grids with fixed fins (162 mm holes) | RAC Solo Accessory |  |  | x | 2025-01-01 |  |  |  | 8.610,840 | 1,800 | 0,134 | 0,270 | 0,238 | - | - | - | -
PCZ-GB1091 | 4010869596114 | RAC | ACCESSORY | l) Others | Others | Kit of external aluminium grids with fixed fins (202 mm holes) | RAC Solo Accessory |  |  | x | 2025-01-01 |  |  |  | 8.933,568 | 1,800 | 0,136 | 0,276 | 0,238 | - | - | - | -
PCZ-GB0755 | 4010869596138 | RAC | ACCESSORY | l) Others | Others | Insect protection kit (1 metal mesh, 1 grid in metal wire and fixing accessories) | RAC Solo Accessory |  |  | x | 2025-01-01 |  |  |  | 8.659,750 | 1,800 | 0,134 | 0,275 | 0,235 | - | - | - | -
PCZ-L00773 | 4010869596145 | RAC | ACCESSORY | l) Others | Others | Side exit formwork for corner installation (right-hand outlet) | RAC Solo Accessory |  |  | x | 2025-01-01 |  |  |  | 191.620 | 23,400 | 0,670 | 1,100 | 0,260 | - | - | - | -
PCZ-L00774 | 4010869596152 | RAC | ACCESSORY | l) Others | Others | Side exit formwork for corner installation (left-hand outlet) | RAC Solo Accessory |  |  | x | 2025-01-01 |  |  |  | 185.900 | 21,200 | 0,650 | 1,100 | 0,260 | - | - | - | -
PCZ-GB0737 | 4010869596183 | RAC | ACCESSORY | l) Others | Others | Bottom cover kit for overhead installation for P-MOZ20/25/30IC5-E | RAC Solo Accessory |  |  | x | 2025-01-01 |  |  |  | 14.406 | 1,600 | 0,070 | 0,980 | 0,210 | - | - | - | -
PCZ-GB1105 | 4010869596190 | RAC | ACCESSORY | l) Others | Others | Bottom cover kit for overhead installation for P-MOG16IC5-E | RAC Solo Accessory |  |  | x | 2025-01-01 |  |  |  | 12.054 | 1,200 | 0,060 | 0,980 | 0,205 | - | - | - | -
PCZ-GB1119 | 4010869596206 | RAC | ACCESSORY | l) Others | Others | Condensate drain pipe heater kit | RAC Solo Accessory |  |  | x | 2025-01-01 |  |  |  | 3.648 | 0,900 | 0,095 | 0,240 | 0,160 | - | - | - | -
U-36PZH3E5 | 5025232915507 | PAC | Outdoor | a) Deluxe | PACi NX 1ph | 3,6 kW PACi NX Elite outdoor unit 1ph | PACi NX Elite outdoor unit 1ph | [7 empty] | 357420 | 46 | 74 | 105 | 46 | R32 | 1,13 | 675 | 0,76
U-50PZH3E5 | 5025232915514 | PAC | Outdoor | a) Deluxe | PACi NX 1ph | 5,0 kW PACi NX Elite outdoor unit 1ph | PACi NX Elite outdoor unit 1ph | [7 empty] | 367080 | 46 | 76 | 105 | 46 | R32 | 1,13 | 675 | 0,76
U-60PZH3E5 | 5025232915521 | PAC | Outdoor | a) Deluxe | PACi NX 1ph | 6,0 kW PACi NX Elite outdoor unit 1ph | PACi NX Elite outdoor unit 1ph | [7 empty] | 367080 | 47 | 76 | 105 | 46 | R32 | 1,15 | 675 | 0,78
U-71PZH4E5 | 5025232945429 | PAC | Outdoor | a) Deluxe | PACi NX 1ph | 7,1 kW PACi NX Elite outdoor unit 1ph | PACi NX Elite outdoor unit 1ph | [7 empty] | 656875 | 74 | 113.4 | 109.5 | 52.9 | R32 | 1,95 | 675 | 1,32
U-100PZH4E5 | 5025232945368 | PAC | Outdoor | a) Deluxe | PACi NX 1ph | 10,0 kW PACi NX Elite outdoor unit 1ph | PACi NX Elite outdoor unit 1ph | [7 empty] | 656875 | 92 | 113.4 | 109.5 | 52.9 | R32 | 2,70 | 675 | 1,82
U-125PZH4E5 | 5025232945382 | PAC | Outdoor | a) Deluxe | PACi NX 1ph | 12,5 kW PACi NX Elite outdoor unit 1ph | PACi NX Elite outdoor unit 1ph | [7 empty] | 656875 | 94 | 113.4 | 109.5 | 52.9 | R32 | 3,00 | 675 | 2,03
U-140PZH4E5 | 5025232945405 | PAC | Outdoor | a) Deluxe | PACi NX 1ph | 14,0 kW PACi NX Elite outdoor unit 1ph | PACi NX Elite outdoor unit 1ph | [7 empty] | 656875 | 94 | 113.4 | 109.5 | 52.9 | R32 | 3,00 | 675 | 2,03
U-71PZH4E8 | 5025232945436 | PAC | Outdoor | a) Deluxe | PACi NX 1ph | 7,1 kW PACi NX Elite outdoor unit 3ph | PACi NX Elite outdoor unit 3ph | [7 empty] | 656875 | 74 | 113.4 | 109.5 | 52.9 | R32 | 1,95 | 675 | 1,32
U-100PZH4E8 | 5025232945375 | PAC | Outdoor | a) Deluxe | PACi NX 3ph | 10,0 kW PACi NX Elite outdoor unit 3ph | PACi NX Elite outdoor unit 3ph | [7 empty] | 656875 | 90 | 113.4 | 109.5 | 52.9 | R32 | 2,70 | 675 | 1,82
U-125PZH4E8 | 5025232945399 | PAC | Outdoor | a) Deluxe | PACi NX 3ph | 12,5 kW PACi NX Elite outdoor unit 3ph | PACi NX Elite outdoor unit 3ph | [7 empty] | 656875 | 92 | 113.4 | 109.5 | 52.9 | R32 | 3,00 | 675 | 2,03
U-140PZH4E8 | 5025232945412 | PAC | Outdoor | a) Deluxe | PACi NX 3ph | 14,0 kW PACi NX Elite outdoor unit 3ph | PACi NX Elite outdoor unit 3ph | [7 empty] | 656875 | 92 | 113.4 | 109.5 | 52.9 | R32 | 3,00 | 675 | 2,03
U-25PZ3E5 | 5025232915538 | PAC | Outdoor | b) Standard | PACi NX 1ph | 2,5 kW PACi NX Standard outdoor unit 1ph | PACi NX Standard outdoor unit 1ph | [7 empty] | 274176 | 35 | 68 | 96 | 42 | R32 | 0,87 | 675 | 0,59
U-36PZ3E5 | 5025232899333 | PAC | Outdoor | b) Standard | PACi NX 1ph | 3,6 kW PACi NX Standard outdoor unit 1ph | PACi NX Standard outdoor unit 1ph | [7 empty] | 274176 | 36 | 68 | 96 | 42 | R32 | 0,87 | 675 | 0,59
U-50PZ3E5 | 5025232899340 | PAC | Outdoor | b) Standard | PACi NX 1ph | 5,0 kW PACi NX Standard outdoor unit 1ph | PACi NX Standard outdoor unit 1ph | [7 empty] | 274176 | 46 | 68 | 96 | 42 | R32 | 1,14 | 675 | 0,77
U-60PZ3E5A | 5025232920884 | PAC | Outdoor | b) Standard | PACi NX 1ph | 6,0 kW PACi NX Standard outdoor unit 1ph | PACi NX Standard outdoor unit 1ph | [7 empty] | 354375 | 46 | 75 | 105 | 45 | R32 | 1,15 | 675 | 0,78
U-71PZ3E5A | 5025232920891 | PAC | Outdoor | b) Standard | PACi NX 1ph | 7,1 kW PACi NX Standard outdoor unit 1ph | PACi NX Standard outdoor unit 1ph | [7 empty] | 354375 | 54 | 75 | 105 | 45 | R32 | 1,32 | 675 | 0,89
U-100PZ3E5 | 5025232941032 | PAC | Outdoor | b) Standard | PACi NX 1ph | 10,0 kW PACi NX Standard outdoor unit 1ph | PACi NX Standard outdoor unit 1ph | [7 empty] | 658790 | 98 | 113 | 110 | 53 | R32 | 2,40 | 675 | 1,62
U-125PZ3E5 | 5025232941056 | PAC | Outdoor | b) Standard | PACi NX 1ph | 12,5 kW PACi NX Standard outdoor unit 1ph | PACi NX Standard outdoor unit 1ph | [7 empty] | 658790 | 102 | 113 | 110 | 53 | R32 | 2,80 | 675 | 1,89
U-140PZ3E5 | 5025232941070 | PAC | Outdoor | b) Standard | PACi NX 1ph | 14,0 kW PACi NX Standard outdoor unit 1ph | PACi NX Standard outdoor unit 1ph | [7 empty] | 658790 | 102 | 113 | 110 | 53 | R32 | 2,80 | 675 | 1,89
U-100PZ3E8 | 5025232941049 | PAC | Outdoor | b) Standard | PACi NX 3ph | 10,0 kW PACi NX Standard outdoor unit 3ph | PACi NX Standard outdoor unit 3ph | [7 empty] | 658790 | 98 | 113 | 110 | 53 | R32 | 2,40 | 675 | 1,62
U-125PZ3E8 | 5025232941063 | PAC | Outdoor | b) Standard | PACi NX 3ph | 12,5 kW PACi NX Standard outdoor unit 3ph | PACi NX Standard outdoor unit 3ph | [7 empty] | 658790 | 95 | 113 | 110 | 53 | R32 | 2,80 | 675 | 1,89
U-140PZ3E8 | 5025232941087 | PAC | Outdoor | b) Standard | PACi NX 3ph | 14,0 kW PACi NX Standard outdoor unit 3ph | PACi NX Standard outdoor unit 3ph | [7 empty] | 658790 | 102 | 113 | 110 | 53 | R32 | 2,80 | 675 | 1,89
S-3650PU3E | 5025232898831 | PAC | Indoor | d) Cassette | Cassette (PU) | 3,5 to 5,0 kW 4 way 90 x 90 cassette · R32 | 4 way 90 x 90 cassette | [7 empty] | 243000 | 26 | 30 | 90 | 90 | - | - | - | -
S-6071PU3E | 5025232898824 | PAC | Indoor | d) Cassette | Cassette (PU) | 6,0 to 7,1 kW 4 way 90 x 90 cassette · R32 | 4 way 90 x 90 cassette | [7 empty] | 234900 | 29 | 29 | 90 | 90 | - | - | - | -
S-1014PU3E | 5025232898817 | PAC | Indoor | d) Cassette | Cassette (PU) | 10,0 to 14,0 kW 4 way 90 x 90 cassette · R32 | 4 way 90 x 90 cassette | [7 empty] | 280350 | 34 | 35 | 90 | 89 | - | - | - | -
CZ-KPU3 | 5025232856671 | VRF | Accessories | l) Accessories | Panel (90X90) | Standard panel white for 4 way 90x90 cassette - PU. RAL9003. | Standard panel white for 4 way 90x90 cassette |  | CZ-KPU3W | x | 2025-07-01 |  |  |  | 100000 | 7 | 10 | 100 | 100 | - | - | - | -
CZ-KPU3A | 5025232856688 | VRF | Accessories | l) Accessories | Panel (90X90) | Econavi panel white for 4 way 90x90 cassette - PU. RAL9003. | Econavi panel white for 4 way 90x90 cassette |  | CZ-KPU3AW | x | 2025-07-01 |  |  |  | 100000 | 7 | 10 | 100 | 100 | - | - | - | -
CZ-KPU3B | 5025232985180 | VRF | Accessories | l) Accessories | Panel (90X90) | Standard panel graphite black for 4 way 90x90 cassette - PU. RAL9011. | Standard panel graphite black for 4 way 90x90 cassette |  |  | x | 2025-06-01 |  |  |  | 100000 | 7 | 10 | 100 | 100 | - | - | - | -
CZ-FDU3 | 5025232856664 | VRF | Accessories | n) Others | Others | Air-intake plenum for high volume fresh air input | Air-intake plenum | [7 empty] | 113535 | 5 | 15 | 87 | 87 | - | - | - | -
CZ-ATU2 | 5025232625758 | VRF | Accessories | n) Others | Others | Air-intake chamber for high volume fresh air input | Air-intake chamber | [7 empty] | 4900 | 0.75 | 14 | 20 | 17.5 | - | - | - | -
S-25PY3E | 5025232913848 | PAC | Indoor | d) Cassette | Cassette (PY) | 2,5 kW 4 way 60 x 60 cassette · R32 | 4 way 60 x 60 cassette | [7 empty] | 173250 | 20 | 33 | 75 | 70 | - | - | - | -
S-36PY3E | 5025232913855 | PAC | Indoor | d) Cassette | Cassette (PY) | 3,6 kW 4 way 60 x 60 cassette · R32 | 4 way 60 x 60 cassette | [7 empty] | 173250 | 20 | 33 | 75 | 70 | - | - | - | -
S-50PY3E | 5025232913862 | PAC | Indoor | d) Cassette | Cassette (PY) | 5,0 kW 4 way 60 x 60 cassette · R32 | 4 way 60 x 60 cassette | [7 empty] | 173250 | 20 | 33 | 75 | 70 | - | - | - | -
S-60PY3E | 5025232913879 | PAC | Indoor | d) Cassette | Cassette (PY) | 6,0 kW 4 way 60 x 60 cassette · R32 | 4 way 60 x 60 cassette | [7 empty] | 173250 | 20 | 33 | 75 | 70 | - | - | - | -
CZ-KPY4 | 5025232913886 | VRF | Accessories | l) Accessories | Panel (70X70) | Panel for 4 way 60x60 cassette - PY | Panel for 4 way 60x60 cassette | [7 empty] | 46920 | 5 | 10 | 69 | 68
S-3650PF3E | 5025232898848 | PAC | Indoor | f) Duct | Duct (PF) | 3,6 to 5,0 kW Adaptive ducted · R32 | Adaptive ducted | [7 empty] | 294678 | 30 | 34 | 107 | 81 | - | - | - | -
S-6071PF3E | 5025232898855 | PAC | Indoor | f) Duct | Duct (PF) | 6,0 to 7,1 kW Adaptive ducted · R32 | Adaptive ducted | [7 empty] | 349758 | 36 | 81 | 127 | 34 | - | - | - | -
S-1014PF3E | 5025232898862 | PAC | Indoor | f) Duct | Duct (PF) | 10,0 to 14,0 kW Adaptive ducted · R32 | Adaptive ducted | [7 empty] | 459918 | 45 | 34 | 167 | 81 | - | - | - | -
S-3650PT3E | 5025232915804 | PAC | Indoor | h) Ceiling | Ceiling (PT) | 3,6 to 5,0 kW Ceiling · R32 | Ceiling | [7 empty] | 292740 | 42 | 35 | 102 | 82 | - | - | - | -
S-6071PT3E | 5025232915811 | PAC | Indoor | h) Ceiling | Ceiling (PT) | 6,0 to 7,1 kW Ceiling · R32 | Ceiling | [7 empty] | 395568 | 42 | 36 | 134 | 82 | - | - | - | -
S-1014PT3E | 5025232915828 | PAC | Indoor | h) Ceiling | Ceiling (PT) | 10,0 to 14,0 kW Ceiling · R32 | Ceiling | [7 empty] | 484128 | 49 | 36 | 164 | 82 | - | - | - | -
S-2545PK4E | 5025232978472 | PAC | Indoor | j) Wall | Wall (PK) | 2,5 to 4,5 kW Wall mounted · R32 | Wall mounted |  | S-3650PK3E | x | 2025-05-01 |  |  |  | 126849 | 17 | 28 | 119 | 38 | - | - | - | -
S-5010PK4E | 5025232978489 | PAC | Indoor | j) Wall | Wall (PK) | 5,0 to 10,0 kW Wall mounted · R32 | Wall mounted |  | S-6010PK3E | x | 2025-05-01 |  |  |  | 126849 | 17 | 28 | 119 | 38 | - | - | - | -
PAW-200W5APAC-2 | 4010869555111 | PAC | Indoor | m) Water HEX | Water HEX | 20 kW PACi NX Water heat exchanger (WHE) for chilled and hot water production | PACi NX Water heat exchanger |  | PAW-200W5APAC-1 | x | 2025-03-01 |  |  |  | 86779 | 33 | 23 | 77 | 49 | - | - | - | -
PAW-250W5APAC-2 | 4010869555104 | PAC | Indoor | m) Water HEX | Water HEX | 25 kW PACi NX Water heat exchanger (WHE) for chilled and hot water production | PACi NX Water heat exchanger |  | PAW-250W5APAC-1 | x | 2025-03-01 |  |  |  | 86779 | 33 | 23 | 77 | 49 | - | - | - | -
U-200PZH4E8 | 5025232954469 | PAC | Outdoor | c) Big PAC | Big PACi NX 3ph | 20,0 kW Big PACi NX outdoor unit 3ph for air to air indoor units | Big PACi NX outdoor unit 3ph | [7 empty] | 873806 | 121 | 62 | 125 | 113 | R32 | 4,80 | 675 | 3,24
U-250PZH4E8 | 5025232954476 | PAC | Outdoor | c) Big PAC | Big PACi NX 3ph | 25,0 kW Big PACi NX outdoor unit 3ph for air to air indoor units | Big PACi NX outdoor unit 3ph | [7 empty] | 873806 | 121 | 62 | 125 | 113 | R32 | 4,80 | 675 | 3,24
S-200PE4E | 5025232954445 | PAC | Indoor | c) Big PAC | Split-able duct | 20,0 kW High static pressure split-able duct for Big PACi NX outdoor unit | Big PACi NX split-able duct | [7 empty] | 1137345 | 106 | 61 | 165 | 113 | - | - | - | -
S-250PE4E | 5025232954452 | PAC | Indoor | c) Big PAC | Split-able duct | 25,0 kW High static pressure split-able duct for Big PACi NX outdoor unit | Big PACi NX split-able duct | [7 empty] | 1137345 | 108 | 61 | 165 | 113 | - | - | - | -
S-200PE3E5B | 5025232895175 | PAC | Indoor | c) Big PAC | Split-able duct | 20,0 kW High static pressure split-able duct for Big PACi outdoor unit | Big PACi NX split-able duct | [7 empty] | 1137345 | 108 | 61 | 165 | 113 | - | - | - | -
S-250PE3E5B | 5025232895182 | PAC | Indoor | c) Big PAC | Split-able duct | 25,0 kW High static pressure split-able duct for Big PACi outdoor unit | Big PACi NX split-able duct | [7 empty] | 1137345 | 108 | 61 | 165 | 113 | - | - | - | -
P-VTVF140MC5-PE | 4010869594196 | PAC | Indoor | n) Jet Air Stream | Smart | 14 kW Jet Air Stream indoor unit 1ph & 3 ph with smart Jet - self-directing nozzles | Jet Air Stream Smart |  |  | x | 2024-12-01 |  |  |  | 1260720 | 92 | 102 | 120 | 103 | - | - | - | -
P-VTVF140NC5-PE | 4010869594219 | PAC | Indoor | n) Jet Air Stream | Standard | 14 kW Jet Air Stream indoor unit 1ph & 3ph with standard nozzles | Jet Air Stream Standard |  |  | x | 2024-12-01 |  |  |  | 723347.86 | 82,7 | 80.2 | 101 | 89.3 | - | - | - | -
P-VTVF140PC5-PE | 4010869594233 | PAC | Indoor | n) Jet Air Stream | Ducted | 14 kW Jet Air Stream indoor unit 1ph & 3ph with ducted connection. | Jet Air Stream Ducted connection |  |  | x | 2024-12-01 |  |  |  | 723347.86 | 82,7 | 80.2 | 101 | 89.3 | - | - | - | -
P-VTVF250MC5-PE | 4010869594202 | PAC | Indoor | n) Jet Air Stream | Smart | 25 kW Jet Air Stream indoor unit 3ph with smart Jet - self-directing nozzles | Jet Air Stream Smart |  |  | x | 2024-12-01 |  |  |  | 2017392 | 135 | 122 | 156 | 106 | - | - | - | -
P-VTVF250NC5-PE | 4010869594226 | PAC | Indoor | n) Jet Air Stream | Standard | 25 kW Jet Air Stream indoor unit 3ph with standard nozzles | Jet Air Stream Standard |  |  | x | 2024-12-01 |  |  |  | 1329778.08 | 107.5 | 102.6 | 136 | 95.3 | - | - | - | -
P-VTVF250PC5-PE | 4010869594240 | PAC | Indoor | n) Jet Air Stream | Ducted | 25 kW Jet Air Stream indoor unit 3ph with ducted connection | Jet Air Stream Ducted connection |  |  | x | 2024-12-01 |  |  |  | 1329778.08 | 107.5 | 102.6 | 136 | 95.3 | - | - | - | -
PCZ-AHRP0681 | 4010869596268 | PAC | Accessories | n) Jet Air Stream | Accessory | Recessed mounting box for controller for Jet Air Stream | Recessed mounting box |  |  | x | 2024-12-01 |  |  |  | 2860 | 0,27 | 10 | 22 | 13 | - | - | - | -
PCZ-AHRX0012 | 4010869596275 | PAC | Accessories | n) Jet Air Stream | Accessory | Touch panel controller with Modbus integration and group control up to 8 units for Jet Air Stream | Modbus Touch panel controller |  |  | x | 2024-12-01 |  |  |  | 2860 | 0,33 | 10 | 22 | 13 | - | - | - | -
PCZ-AHRX0051 | 4010869596282 | PAC | Accessories | n) Jet Air Stream | Accessory | Ducted air intake plenum (1 x DN 355 mm) for Jet Air Stream Standard and Ducted 14 kW models | Ducted air intake plenum (1 x DN 355 mm) |  |  | x | 2024-12-01 |  |  |  | 3375 | 10 | 15 | 15 | 15 | - | - | - | -
PCZ-AHRX0052 | 4010869596299 | PAC | Accessories | n) Jet Air Stream | Accessory | Ducted air intake plenum (2 x DN 355 mm) for Jet Air Stream Standard and Ducted 25 kW models | Ducted air intake plenum (2 x DN 355 mm) |  |  | x | 2024-12-01 |  |  |  | 3375 | 10 | 15 | 15 | 15 | - | - | - | -
PCZ-AHRX0061 | 4010869596305 | PAC | Accessories | n) Jet Air Stream | Accessory | Ground air intake module for Jet Air Stream. 25 kW model requires two of them | Ground air intake module |  |  | x | 2024-12-01 |  |  |  | 3375 | 10 | 15 | 15 | 15 | - | - | - | -
PCZ-AHRX0071 | 4010869596312 | PAC | Accessories | n) Jet Air Stream | Accessory | Air supply grille for ducts. | Air supply grille |  |  | x | 2024-12-01 |  |  |  | 3375 | 10 | 15 | 15 | 15 | - | - | - | -
CU-Z25YKEA-1 | 5025232974856 | PAC | Outdoor | i) Semi FS | Server YKEA 1ph | 2,5 kW YKEA outdoor unit 1ph for the server room | YKEA outdoor unit for the server room |  | CU-Z25YKEA | x | 2024-11-01 |  |  |  | 212760 | 32 | 60 | 89 | 40 | R32 | 0,89 | 675 | 0,60
CU-Z35YKEA-1 | 5025232974863 | PAC | Outdoor | i) Semi FS | Server YKEA 1ph | 3,5 kW YKEA outdoor unit 1ph for the server room | YKEA outdoor unit for the server room |  | CU-Z35YKEA | x | 2024-11-01 |  |  |  | 212760 | 32 | 60 | 89 | 40 | R32 | 0,89 | 675 | 0,60
CU-Z42YKEA-1 | 5025232974870 | PAC | Outdoor | i) Semi FS | Server YKEA 1ph | 4,2 kW YKEA outdoor unit 1ph for the server room | YKEA outdoor unit for the server room |  | CU-Z42YKEA | x | 2024-11-01 |  |  |  | 212760 | 32 | 60 | 89 | 40 | R32 | 0,97 | 675 | 0,65
CU-Z50YKEA-1 | 5025232974887 | PAC | Outdoor | i) Semi FS | Server YKEA 1ph | 5,0 kW YKEA outdoor unit 1ph for the server room | YKEA outdoor unit for the server room |  | CU-Z50YKEA | x | 2024-11-01 |  |  |  | 367213 | 44 | 76 | 105 | 46 | R32 | 1,13 | 675 | 0,76
CU-Z71YKEA-1 | 5025232974894 | PAC | Outdoor | i) Semi FS | Server YKEA 1ph | 7,1 kW YKEA outdoor unit 1ph for the server room | YKEA outdoor unit for the server room |  | CU-Z71YKEA | x | 2024-11-01 |  |  |  | 367213 | 49 | 76 | 105 | 46 | R32 | 1,35 | 675 | 0,91
CS-Z25YKEA-1 | 5025232974801 | PAC | Indoor | i) Semi FS | Server YKEA wall | 2,5 kW YKEA wall-mounted Professional -25 °C · R32 | YKEA wall-mounted |  | CS-Z25YKEA | x | 2024-11-01 |  |  |  | 100762 | 13 | 28 | 95 | 37 | - | - | - | -
CS-Z35YKEA-1 | 5025232974818 | PAC | Indoor | i) Semi FS | Server YKEA wall | 3,5 kW YKEA wall-mounted Professional -25 °C · R32 | YKEA wall-mounted |  | CS-Z35YKEA | x | 2024-11-01 |  |  |  | 100762 | 13 | 28 | 95 | 37 | - | - | - | -
CS-Z42YKEA-1 | 5025232974825 | PAC | Indoor | i) Semi FS | Server YKEA wall | 4,2 kW YKEA wall-mounted Professional -25 °C · R32 | YKEA wall-mounted |  | CS-Z42YKEA | x | 2024-11-01 |  |  |  | 100762 | 13 | 28 | 95 | 37 | - | - | - | -
CS-Z50YKEA-1 | 5025232974832 | PAC | Indoor | i) Semi FS | Server YKEA wall | 5,0 kW YKEA wall-mounted Professional -25 °C · R32 | YKEA wall-mounted |  | CS-Z50YKEA | x | 2024-11-01 |  |  |  | 138061 | 14 | 31 | 115 | 38 | - | - | - | -
CS-Z71YKEA-1 | 5025232974849 | PAC | Indoor | i) Semi FS | Server YKEA wall | 7,1 kW YKEA wall-mounted Professional -25 °C · R32 | YKEA wall-mounted |  | CS-Z71YKEA | x | 2024-11-01 |  |  |  | 138061 | 15 | 31 | 115 | 38 | - | - | - | -
CZ-50DRS1 | 5025232749591 | PAC | Accessories | l) Accessories | Drain kits | Drain kit for outdoor units from 5,0 to 7,1 kW | Drain kit | [7 empty] | 892.5 | 0.1 | 7.5 | 14 | 8.5 | - | - | - | -
CZ-140DRS1 | 5025232749607 | PAC | Accessories | l) Accessories | Drain kits | Drain kit for outdoor units from 10,0 to 25,0 kW | Drain kit | [7 empty] | 860.625 | 0.15 | 7.5 | 13.5 | 8.5 | - | - | - | -
CZ-P224BK2BM | 4010869171250 | VRF | Accessories | l) Accessories | Branch Pipes, Headers | Branch pipe | Branch pipe | [7 empty] | 6579 | 1 | 9 | 43 | 17 | - | - | - | -
CZ-P680BK2BM | 4010869169974 | VRF | Accessories | l) Accessories | Branch Pipes, Headers | Branch pipe from 22,4 kW to 68 kW | Branch pipe | [7 empty] | 18693.5 | 1.9 | 14 | 54.5 | 24.5 | - | - | - | -
CZ-P3HPC2BM | 4010869190077 | VRF | Accessories | l) Accessories | Branch Pipes, Headers | Header | Header | [7 empty] | 7800 | 0.96 | 10 | 30 | 26 | - | - | - | -
PAW-WTRAY | 4010869208437 | A2W | Accessories | l) Accessories | Mounting Material | Tray for condenser water compatible with outdoor elevation platform | Tray | [7 empty] | 58520 | 2.3 | 7 | 110 | 76
PAW-GRDSTD40 | 4010869208444 | A2W | Accessories | l) Accessories | Mounting Material | Outdoor elevation platform. Dimension (H x W x D): 400 x 900 x 400 mm | Outdoor elevation platform | [7 empty] | 13824 | 7.8 | 8 | 128 | 13.5
CZ-CENSC1 | 5025232804412 | PAC | Accessories | l) Accessories | Sensor | Econavi energy saving sensor | Econavi energy saving sensor | [7 empty] | 1951.125 | 0.55 | 5.5 | 21.5 | 16.5 | - | - | - | -
CZ-CSRC3 | 5025232829484 | PAC | Accessories | l) Accessories | Temp Sensor | Remote temperature sensor | Remote temperature sensor | [7 empty] | 490 | 0.16 | 3.5 | 17.5 | 8 | - | - | - | -
PAW-APF800F | 4010869370219 | PAC | Accessories | p) Accessories | Filter | BION air pollutant filter for S-3650PF3E | BION air pollutant filter |  |  | x | 2025-04-01 | [8 empty] | - | - | - | -
PAW-APF1000F | 4010869370004 | PAC | Accessories | p) Accessories | Filter | BION air pollutant filter for S-6071PF3E | BION air pollutant filter |  |  | x | 2025-04-01 | [8 empty] | - | - | - | -
PAW-APF1400F | 4010869353557 | PAC | Accessories | p) Accessories | Filter | BION air pollutant filter for S-1014PF3E | BION air pollutant filter |  |  | x | 2025-04-01 | [8 empty] | - | - | - | -
CZ-56DAF2 | 5025232872176 | VRF | Accessories | p) Accessories | Plenums | Air outlet plenum for S-3650PF3E | Air outlet plenum | [7 empty] | 21164 | 3 | 11 | 74 | 26 | - | - | - | -
CZ-90DAF2 | 5025232872183 | VRF | Accessories | p) Accessories | Plenums | Air outlet plenum for S-6071PF3E | Air outlet plenum | [7 empty] | 26884 | 3 | 11 | 94 | 26 | - | - | - | -
CZ-160DAF2 | 5025232872190 | VRF | Accessories | p) Accessories | Plenums | Air outlet plenum for S-1014PF3E | Air outlet plenum | [7 empty] | 38324 | 4 | 11 | 134 | 26 | - | - | - | -
CZ-TREMIESPW705 | 4010869181419 | PAC | Accessories | l) Accessories | Plenums | Air outlet plenum for S-200PE4E | Air outlet plenum | [7 empty] | 202500 | 15 | 45 | 100 | 45 | - | - | - | -
CZ-TREMIESPW706 | 4010869181426 | PAC | Accessories | l) Accessories | Plenums | Air outlet plenum for S-250PE4E | Air outlet plenum | [7 empty] | 385764 | 6.9 | 102 | 62 | 61 | - | - | - | -
PAW-AC2-BMS-16 | 8436615510238 | VRF | Accessories | p) Accessories | Connectivity | A unified interface supporting Modbus, BACnet, and KNX protocols for up to 16 indoor units | BMS interface | [7 empty] | 1638 | 0.29 | 9 | 14 | 13 | - | - | - | -
PAW-AC2-BMS-64 | 8436615510245 | VRF | Accessories | p) Accessories | Connectivity | A unified interface supporting Modbus, BACnet, and KNX protocols for up to 64 indoor units | BMS interface | [7 empty] | 1638 | 0.29 | 9 | 14 | 13 | - | - | - | -
PAW-AC2-BMS-128 | 8436615510252 | VRF | Accessories | p) Accessories | Connectivity | A unified interface supporting Modbus, BACnet, and KNX protocols for up to 128 indoor units | BMS interface | [7 empty] | 1638 | 0.29 | 9 | 14 | 13 | - | - | - | -
CZ-CAPWFC2 | 5025232967698 | PAC | Accessories | l) Accessories | Connectivity | Commercial Wi-Fi Adaptor | Commercial Wi-Fi Adaptor |  | CZ-CAPWFC1 |  | 2024-08-01 |  |  |  | 2022.4 | 0.47 | 3.5 | 23 | 17 | - | - | - | -
PAW-RC2-KNX-1i | 4010869200455 | VRF | Accessories | p) Accessories | Connectivity | KNX interface (Intesis) | KNX interface | [7 empty] | 250.25 | 0.107 | 6.5 | 11 | 3.5 | - | - | - | -
PAW-RC2-MBS-1 | 4010869200462 | VRF | Accessories | p) Accessories | Connectivity | Modbus RTU interface (Intesis) | Modbus RTU interface | [7 empty] | 1345.5 | 0.159 | 9 | 13 | 11.5 | - | - | - | -
PAW-RC2-MBS-4 | 4010869213295 | VRF | Accessories | p) Accessories | Connectivity | Modbus RTU interface to control 4 indoor units/groups (Intesis) | Modbus RTU interface | [7 empty] | 1495 | 0.4 | 10 | 11.5 | 13 | - | - | - | -
PAW-RC2-BAC-1 | 4010869242776 | VRF | Accessories | p) Accessories | Connectivity | BACnet IP and MSTP interface (Intesis) for 1 indoor unit | BACnet IP and MSTP interface | [7 empty] | 1435.5 | 0.1 | 9 | 14.5 | 11 | - | - | - | -
PAW-AZRC-KNX-1 | 8445409139128 | VRF | Accessories | p) Accessories | Connectivity | KNX interface (Airzone) for 1 indoor unit or 1 goup of indoor units | KNX interface | [7 empty] | 952 | 0.107 | 4 | 17 | 14 | - | - | - | -
PAW-AZRC-MBS-1 | 8445409139104 | VRF | Accessories | p) Accessories | Connectivity | Modbus RTU interface (Airzone) for 1 indoor unit or 1 goup of indoor units | Modbus RTU interface | [7 empty] | 952 | 0.107 | 4 | 17 | 14 | - | - | - | -
PAW-AZRC-BAC-1 | 8445409139142 | VRF | Accessories | p) Accessories | Connectivity | BACnet IP and MSTP interface (Airzone) for 1 indoor unit | BACnet IP and MSTP interface | [7 empty] | 853.2 | 0.107 | 4 | 15.8 | 13.5 | - | - | - | -
CZ-CAPRA1 | 5025232851119 | VRF | Accessories | p) Accessories | Connectivity | RAC interface adapter for integration into S‑Link, plus external input and alarm/status output (for YKEA units) | RAC interface adapter | [7 empty] | 1870 | 0.5 | 5 | 22 | 17 | - | - | - | -
CZ-CAPC3 | 5025232851102 | VRF | Accessories | p) Accessories | Connectivity | Adaptor for ON / OFF control of external devices | Adaptor for ON / OFF control | [7 empty] | 3255 | 1.06 | 7 | 30 | 15.5 | - | - | - | -
CZ-CAPDC3 | 5025232696215 | VRF | Accessories | p) Accessories | Connectivity | Demand control for Mini ECOi (LZ2 and LE2 Series compatible) | Demand control for Mini ECOi | [7 empty] | 4080 | 0.6 | 10 | 24 | 17 | - | - | - | -
CZ-CAPBC2 | 5025232603688 | VRF | Accessories | p) Accessories | Connectivity | Mini series parallel device controlling indoor units, maximum 1 group and 8 indoor unit | Mini series parallel device | [7 empty] | 5094.85 | 1.109 | 9.5 | 31 | 17.3 | - | - | - | -
CZ-CFUNC2 | 5025232603725 | VRF | Accessories | p) Accessories | Connectivity | Communication Adaptor, up to 128 groups, controls 128 units | Communication Adaptor for 128 indoor units | [7 empty] | 22032 | 3 | 17 | 36 | 36 | - | - | - | -
CZ-RTC6W | 5025232948093 | VRF | Accessories | p) Accessories | Remoco (WIRED) | CONEX wired remote controller (nonwireless), white | CONEX wired remote controller | [7 empty] | 2436 | 0.49 | 5 | 22 | 17 | - | - | - | -
CZ-RTC6WBL | 5025232948109 | VRF | Accessories | p) Accessories | Remoco (WIRED) | CONEX wired remote controller with Bluetooth®, white | CONEX wired remote controller | [7 empty] | 2436 | 0.42 | 5 | 22.5 | 17 | - | - | - | -
CZ-RTC6WBLW2 | 5025232967742 | VRF | Accessories | p) Accessories | Remoco (WIRED) | CONEX wired remote controller with Wi-Fi and Bluetooth®, white | CONEX wired remote controller |  | CZ-RTC6WBLW | x | 1Q-25 |  |  |  | 2436 | 0.42 | 3 | 16.5 | 14 | - | - | - | -
CZ-RTC6 | 5025232910809 | VRF | Accessories | p) Accessories | Remoco (WIRED) | CONEX wired remote controller (nonwireless), black | CONEX wired remote controller | [7 empty] | 1870 | 0.37 | 5 | 22 | 17 | - | - | - | -
CZ-RTC6BL | 5025232910816 | VRF | Accessories | p) Accessories | Remoco (WIRED) | CONEX wired remote controller with Bluetooth®, black | CONEX wired remote controller | [7 empty] | 1912.5 | 0.42 | 5 | 22.5 | 17 | - | - | - | -
CZ-RTC6BLW2 | 5025232967735 | VRF | Accessories | p) Accessories | Remoco (WIRED) | CONEX wired remote controller with Wi-Fi and Bluetooth®, black | CONEX wired remote controller |  | CZ-RTC6BLW | x | 1Q-25 |  |  |  | 2436 | 0.42 | 3 | 16.5 | 14 | - | - | - | -
CZ-RTC5B | 5025232880621 | VRF | Accessories | p) Accessories | Remoco (WIRED) | Design wired remote controller with Econavi function and datanavi | Design wired remote controller | [7 empty] | 693 | 0.4 | 3 | 16.5 | 14 | - | - | - | -
CZ-RWS3 | 5025232883554 | VRF | Accessories | p) Accessories | Remoco (WIRELESS) | Infrared remote controller for wallmounted | Infrared remote controller | [7 empty] | 2041.875 | 0.34 | 5.5 | 22.5 | 16.5 | - | - | - | -
CZ-RWRY3 | 5025232940257 | VRF | Accessories | p) Accessories | Remoco (WIRELESS) | Infrared remote controller and receiver for 4 way 60x60 cassette - PY3 with panel | Infrared remote controller and receiver | [7 empty] | 2820 | 0.34 | 15 | 16 | 4.5 | - | - | - | -
CZ-RWRU3 | 5025232883561 | VRF | Accessories | p) Accessories | Remoco (WIRELESS) | Infrared remote controller and receiver for 4 way 90x90 cassette. White RAL9003. | Infrared remote controller and receiver |  | CZ-RWRU3W | x | 2025-06-01 |  |  |  | 2277 | 0.34 | 4.5 | 23 | 22 | - | - | - | -
CZ-RWRT3 | 5025232883592 | VRF | Accessories | p) Accessories | Remoco (WIRELESS) | Infrared remote controller and receiver for ceiling | Infrared remote controller and receiver | [7 empty] | 1776 | 0.23 | 5 | 22.2 | 16 | - | - | - | -
CZ-RWRC3 | 5025232883608 | VRF | Accessories | p) Accessories | Remoco (WIRELESS) | Infrared remote controller and receiver for all indoor units | Infrared remote controller and receiver | [7 empty] | 820 | 0.2 | 4 | 16.4 | 12.5 | - | - | - | -
CZ-T10 | 4010869186384 | VRF | Accessories | p) Accessories | Connector Cables | Cable for all the T10 functions | Cable for all the T10 functions | [7 empty] | 48.6 | 0.031 | 0.1 | 27 | 18 | - | - | - | -
PAW-FDC | 4010869195188 | VRF | Accessories | p) Accessories | Connector Cables | Cable to operate external EC fan | External EC fan cable | [7 empty] | 486 | 0.3 | 1 | 18 | 27 | - | - | - | -
PAW-OCT | 4010869195164 | VRF | Accessories | p) Accessories | Connector Cables | Cable for all option monitoring signals | Cable for all option monitoring signals | [7 empty] | 308 | 0.03 | 1 | 14 | 22 | - | - | - | -
PAW-EXCT | 4010869195171 | VRF | Accessories | p) Accessories | Connector Cables | Cable with force thermo OFF/leakage detection | Cable with force thermo OFF/leakage detection | [7 empty] | 583.2 | 0.2 | 1.2 | 27 | 18 | - | - | - | -
SER8150R0B1194 | 4010869266819 | VRF | Accessories | p) Accessories | Schneider Remocon | Remote controller Panasonic Net Con, RH, No PIR, R1/R2 | Schneider remote controller | [7 empty] | 351 | 0.5 | 3 | 13 | 9 | - | - | - | -
SER8150R5B1194 | 4010869266826 | VRF | Accessories | p) Accessories | Schneider Remocon | Remote controller Panasonic Net Con, RH, PIR, R1/R2. | Schneider remote controller | [7 empty] | 825 | 0.5 | 5 | 15 | 11 | - | - | - | -
VCM8000V5094P | 4010869350419 | VRF | Accessories | p) Accessories | Schneider Pcb | Wireless ZigBee® Pro module / Green Com card | Wireless ZigBee® Pro module | [7 empty] | 480 | 0.25 | 5 | 12 | 8 | - | - | - | -
SED-WDC-G-5045 | 7332552015809 | VRF | Accessories | p) Accessories | Schneider Sensor | Door / window wireless sensor | Door / window wireless sensor | [7 empty] | 292.5 | 0.084 | 7.5 | 7.5 | 5.2 | - | - | - | -
SED-MTH-G-5045 | 7332552015823 | VRF | Accessories | p) Accessories | Schneider Sensor | Wall / ceiling (motion) wireless sensor | Wall / ceiling (motion) wireless sensor | [7 empty] | 292.5 | 0.109 | 7.5 | 7.5 | 5.2 | - | - | - | -
SED-CO2-G-5045 | 3606481332271 | VRF | Accessories | p) Accessories | Schneider Sensor | CO2 sensor | CO2 sensor | [7 empty] | 511.875 | 0.5 | 4.5 | 12.5 | 9.1 | - | - | - | -
SED-TRH-G-5045 | 4010869360227 | VRF | Accessories | p) Accessories | Schneider Sensor | Sensor with room temperature and humidity | Sensor with room temperature and humidity | [7 empty] | 526.5 | 0.2 | 4.5 | 13 | 9 | - | - | - | -
SED-WLS-G-5045 | 7332552015816 | VRF | Accessories | p) Accessories | Schneider Sensor | Water leakage sensor | Water leakage sensor | [7 empty] | 292.5 | 0.114 | 7.5 | 7.5 | 5.2 | - | - | - | -
FAS-00 | 4010869350792 | VRF | Accessories | p) Accessories | Schneider Fascia | Cover frame, silver | Cover frame | [7 empty] | 351 | 0.5 | 3 | 13 | 9 | - | - | - | -
FAS-01 | 3606489420925 | VRF | Accessories | p) Accessories | Schneider Fascia | Cover frame, white | Cover frame | [7 empty] | 351 | 0.5 | 3 | 13 | 9 | - | - | - | -
FAS-03 | 4010869350815 | VRF | Accessories | p) Accessories | Schneider Fascia | Cover frame, glossy translucent white | Cover frame | [7 empty] | 95.76 | 0.5 | 1 | 11.4 | 8.4 | - | - | - | -
FAS-05 | 4010869350822 | VRF | Accessories | p) Accessories | Schneider Fascia | Cover frame, light tan wood | Cover frame | [7 empty] | 351 | 0.5 | 3 | 13 | 9 | - | - | - | -
FAS-06 | 4010869350839 | VRF | Accessories | p) Accessories | Schneider Fascia | Cover frame, dark brown wood | Cover frame | [7 empty] | 351 | 0.5 | 3 | 13 | 9 | - | - | - | -
FAS-07 | 4010869350846 | VRF | Accessories | p) Accessories | Schneider Fascia | Cover frame, dark black wood | Cover frame | [7 empty] | 351 | 0.5 | 3 | 13 | 9 | - | - | - | -
FAS-10 | 3606489420970 | VRF | Accessories | p) Accessories | Schneider Fascia | Cover frame, brushed steel finish | Cover frame | [7 empty] | 351 | 0.5 | 3 | 13 | 9 | - | - | - | -
PAW-RE2C4-MOD-WH | 4010869355933 | VRF | Accessories | p) Accessories | Remoco (WIRED/EXT.) | Modbus RS-485 touch room controller with I/O, white | Modbus RS-485 touch room controller | [7 empty] | 1561.45 | 0.29 | 8.5 | 16.7 | 11 | - | - | - | -
PAW-RE2D4-WH | 4010869355957 | VRF | Accessories | p) Accessories | Remoco (WIRED/EXT.) | Touch display control with 2 digital inputs, white | Touch display control | [7 empty] | 1836 | 0.225 | 9 | 17 | 12 | - | - | - | -
PAW-RE2C4-MOD-BK | 4010869355940 | VRF | Accessories | p) Accessories | Remoco (WIRED/EXT.) | Modbus RS-485 touch room controller with I/O, black | Modbus RS-485 touch room controller | [7 empty] | 1561.45 | 0.29 | 8.5 | 16.7 | 11 | - | - | - | -
PAW-RE2D4-BK | 4010869355964 | VRF | Accessories | p) Accessories | Remoco (WIRED/EXT.) | Touch display control with 2 digital inputs, black. | Touch display control | [7 empty] | 1836 | 0.215 | 9 | 17 | 12 | - | - | - | -
PAW-WMS-DC | 4010869356732 | VRF | Accessories | p) Accessories | Remoco (WIRED/EXT.) | Wall motion sensor 24 V | Wall motion sensor | [7 empty] | 1500 | 0.5 | 10 | 15 | 10 | - | - | - | -
PAW-WMS-AC | 4010869356749 | VRF | Accessories | p) Accessories | Remoco (WIRED/EXT.) | Wall motion sensor 240 V AC | Wall motion sensor | [7 empty] | 1500 | 0.12 | 10 | 15 | 10 | - | - | - | -
PAW-CMS-DC | 4010869356756 | VRF | Accessories | p) Accessories | Remoco (WIRED/EXT.) | Ceiling motion sensor 24 V | Ceiling motion sensor | [7 empty] | 567 | 0.83 | 7 | 9 | 9 | - | - | - | -
PAW-CMS-AC | 4010869356763 | VRF | Accessories | p) Accessories | Remoco (WIRED/EXT.) | Ceiling motion sensor 240 V AC | Ceiling motion sensor | [7 empty] | 567 | 0.84 | 7 | 9 | 9 | - | - | - | -
PAW-24DC | 4010869356787 | VRF | Accessories | p) Accessories | Remoco (WIRED/EXT.) | Power supply 24 V | Power supply | [7 empty] | 508.032 | 2 | 7.2 | 9.8 | 7.2 | - | - | - | -
PAW-DWC | 4010869356770 | VRF | Accessories | p) Accessories | Remoco (WIRED/EXT.) | Door or window contact | Door or window contact | [7 empty] | 126 | 0.14 | 2 | 9 | 7 | - | - | - | -
CZ-64ESMC3 | 5025232851133 | VRF | Accessories | p) Accessories | Remoco (CENTRAL) | System controller for 64 indoor units with weekly timer | System controller | [7 empty] | 6920.75 | 1.775 | 14.6 | 21.8 | 15.4 | - | - | - | -
CZ-ANC3 | 5025232851096 | VRF | Accessories | p) Accessories | Remoco (CENTRAL) | Central ON / OFF controller, up to 16 groups, 64 indoor units | ON / OFF controller | [7 empty] | 5280 | 1.625 | 15 | 22 | 16 | - | - | - | -
CZ-256ESMC3 | 5025232851126 | VRF | Accessories | p) Accessories | Remoco (CENTRAL) | Intelligent controller (touch screen/web server) to control up to 256 indoors with included load distribution ratio | Intelligent controller | [7 empty] | 23166 | 4 | 18 | 33 | 39 | - | - | - | -
CZ-CFUSCC1 | 5025232835539 | VRF | Accessories | p) Accessories | Remoco (CENTRAL) | Interface for Panasonic AC Smart Cloud and AC Service Cloud. Cloud internet control. Up to 128 groups. Controls 128 units. | Interface for Panasonic AC Smart/Service Cloud | [7 empty] | 21318 | 2.6 | 17 | 33 | 38 | - | - | - | -
FV-15ZY1G | 5025232951406 | ERV | Indoor | b) ERV | ERV | Advanced ERV ZY Series, rated flow rate 150 m³/h, DC motors, F7 grade filter, a remote controller included | ERV ZY Series | [7 empty] | 369852 | 29 | 84 | 119 | 37 | - | - | - | -
FV-25ZY1G | 5025232951413 | ERV | Indoor | b) ERV | ERV | Advanced ERV ZY Series, rated flow rate 250 m³/h, DC motors, F7 grade filter, a remote controller included | ERV ZY Series | [7 empty] | 422688 | 33 | 96 | 119 | 37 | - | - | - | -
FV-35ZY1G | 5025232951420 | ERV | Indoor | b) ERV | ERV | Advanced ERV ZY Series, rated flow rate 350 m³/h, DC motors, F7 grade filter, a remote controller included | ERV ZY Series | [7 empty] | 587079 | 43 | 111 | 129 | 41 | - | - | - | -
FV-50ZY1G | 5025232951437 | ERV | Indoor | b) ERV | ERV | Advanced ERV ZY Series, rated flow rate 500 m³/h, DC motors, F7 grade filter, a remote controller included | ERV ZY Series | [7 empty] | 661125 | 48 | 125 | 129 | 41 | - | - | - | -
FV-65ZY1G | 5025232951444 | ERV | Indoor | b) ERV | ERV | Advanced ERV ZY Series, rated flow rate 650 m³/h, DC motors, F7 grade filter, a remote controller included | ERV ZY Series | [7 empty] | 781354 | 56 | 119 | 134 | 49 | - | - | - | -
FV-80ZY1G | 5025232951451 | ERV | Indoor | b) ERV | ERV | Advanced ERV ZY Series, rated flow rate 800 m³/h, DC motors, F7 grade filter, a remote controller included | ERV ZY Series | [7 empty] | 941780 | 70 | 124 | 155 | 49 | - | - | - | -
FV-1KZY1G | 5025232951468 | ERV | Indoor | b) ERV | ERV | Advanced ERV ZY Series, rated flow rate 1000 m³/h, DC motors, F7 grade filter, a remote controller included | ERV ZY Series | [7 empty] | 1101716 | 74 | 146 | 154 | 49 | - | - | - | -
FV-1HZY1G | 5025232951475 | ERV | Indoor | b) ERV | ERV | Advanced ERV ZY Series, rated flow rate 1500 m³/h, DC motors, F7 grade filter , a remote controller included | ERV ZY Series | [7 empty] | 2020270 | 154 | 98 | 155 | 133 | - | - | - | -
FV-2KZY1G | 5025232951482 | ERV | Indoor | b) ERV | ERV | Advanced ERV ZY Series, rated flow rate 2000 m³/h, DC motors, F7 grade filter , a remote controller included | ERV ZY Series | [7 empty] | 2354450 | 184 | 98 | 155 | 155 | - | - | - | -
FV-FP15ZY1G | 5025232951499 | ERV | Accessories | b) ERV | ERV | Replacement high efficiency filter for FV-15ZY1G | Replacement filter for ERV ZY Series | [7 empty] | 6510 | 0.59 | 15.5 | 30 | 14 | - | - | - | -
FV-FP25ZY1G | 5025232951505 | ERV | Accessories | b) ERV | ERV | Replacement high efficiency filter for FV-25ZY1G | Replacement filter for ERV ZY Series | [7 empty] | 7526.85 | 1.94 | 15 | 36.1 | 13.9 | - | - | - | -
FV-FP35ZY1G | 5025232951512 | ERV | Accessories | b) ERV | ERV | Replacement high efficiency filter for FV-35ZY1G | Replacement filter for ERV ZY Series | [7 empty] | 9840 | 0.9 | 15 | 41 | 16 | - | - | - | -
FV-FP50ZY1G | 5025232951529 | ERV | Accessories | b) ERV | ERV | Replacement high efficiency filter for FV-50ZY1G | Replacement filter for ERV ZY Series | [7 empty] | 10800 | 0.985 | 15 | 48 | 15 | - | - | - | -
FV-FP65ZY1G | 5025232951536 | ERV | Accessories | b) ERV | ERV | Replacement high efficiency filter for FV-65ZY1G | Replacement filter for ERV ZY Series | [7 empty] | 12825 | 1.13 | 15 | 45 | 19 | - | - | - | -
FV-FP80ZY1G | 5025232951543 | ERV | Accessories | b) ERV | ERV | Replacement high efficiency filter for FV-80ZY1G and FV-1HZY1G, 2 sets of filters required for FV-1HZY1G | Replacement filter for ERV ZY Series | [7 empty] | 14570 | 4.5 | 15.5 | 47 | 20 | - | - | - | -
FV-FP1KZY1G | 5025232951550 | ERV | Accessories | b) ERV | ERV | Replacement high efficiency filter for FV-1KZY1G and FV-2KZY1G, 2 sets of filters required for FV-2KZY1G | Replacement filter for ERV ZY Series | [7 empty] | 18281.165 | 3.6 | 15.5 | 58.1 | 20.3 | - | - | - | -
PAW-ERV-IAQCT | 4010869677974 | ERV | Accessories | b) ERV | ERV | IAQ Controller for advanced energy recovery ventilation - ZY Series. | IAQ Controller for ERV ZY Series |  |  | x | 2024-03-01 | [8 empty] | - | - | - | -
PAW-280PAH3M-1 | 4010869375825 | PAC | Accessories | n) AHU Kit | Ahu Kit Standard | AHU connection kit 3,6 to 28,0 kW for PACi NX and PACi. | AHU connection kit | [7 empty] | 36244 | 13 | 41 | 52 | 17 | - | - | - | -
PAW-10PAIRC-LS-1 | 4010869383059 | PAC | Indoor | h) Air Curtain | Air Curtain | Air curtain with DX coil, connected to PACi NX and PACi, air outlet height 2,7 m, Outdoor unit capacity 7,1 kW | Air curtain with DX coil |  |  | x | 2024-12-01 |  |  |  | 594000 | 50 | 90 | 120 | 55 | - | - | - | -
PAW-10PAIRC-HS-1 | 4010869383011 | PAC | Indoor | h) Air Curtain | Air Curtain | Air curtain with DX coil, connected to PACi NX and PACi, air outlet height 3,0 m, Outdoor unit capacity 7,1 kW | Air curtain with DX coil |  |  | x | 2024-12-01 |  |  |  | 594000 | 50 | 90 | 120 | 55 | - | - | - | -
PAW-15PAIRC-LS-1 | 4010869383028 | PAC | Indoor | h) Air Curtain | Air Curtain | Air curtain with DX coil, connected to PACi NX and PACi, air outlet height 2,7 m, Outdoor unit capacity 10,0 kW | Air curtain with DX coil |  |  | x | 2024-12-01 |  |  |  | 841500 | 80 | 90 | 170 | 55 | - | - | - | -
PAW-15PAIRC-HS-1 | 4010869383004 | PAC | Indoor | h) Air Curtain | Air Curtain | Air curtain with DX coil, connected to PACi NX and PACi, air outlet height 3,0 m, Outdoor unit capacity 10,0 kW | Air curtain with DX coil |  |  | x | 2024-12-01 |  |  |  | 841500 | 80 | 90 | 170 | 55 | - | - | - | -
PAW-20PAIRC-LS-1 | 4010869382991 | PAC | Indoor | h) Air Curtain | Air Curtain | Air curtain with DX coil, connected to PACi NX and PACi, air outlet height 2,7 m, Outdoor unit capacity 14,0 kW | Air curtain with DX coil |  |  | x | 2024-12-01 |  |  |  | 1089000 | 110 | 90 | 220 | 55 | - | - | - | -
PAW-20PAIRC-HS-1 | 4010869383035 | PAC | Indoor | h) Air Curtain | Air Curtain | Air curtain with DX coil, connected to PACi NX and PACi, air outlet height 3,0 m, Outdoor unit capacity 14,0 kW | Air curtain with DX coil |  |  | x | 2024-12-01 |  |  |  | 1089000 | 110 | 90 | 220 | 55 | - | - | - | -
PAW-25PAIRC-LS-1 | 4010869383066 | PAC | Indoor | h) Air Curtain | Air Curtain | Air curtain with DX coil, connected to PACi NX and PACi, air outlet height 2,7 m, Outdoor unit capacity 20,0 kW | Air curtain with DX coil |  |  | x | 2024-12-01 |  |  |  | 1336500 | 160 | 90 | 270 | 55 | - | - | - | -
PAW-25PAIRC-HS-1 | 4010869383042 | PAC | Indoor | h) Air Curtain | Air Curtain | Air curtain with DX coil, connected to PACi NX and PACi, air outlet height 3,0 m, Outdoor unit capacity 20,0 kW | Air curtain with DX coil |  |  | x | 2024-12-01 |  |  |  | 1336500 | 160 | 90 | 270 | 55 | - | - | - | -
FY-3009U1P | 5025232872985 | ERV | Air Curtain | a) Air Curtain | Air Curtain | Electric air curtain, width: 0,9 m | Electric air curtain | [7 empty] | 100000 | 14.5 | 31 | 32 | 101 | - | - | - | -
FY-3012U1P | 5025232872992 | ERV | Air Curtain | a) Air Curtain | Air Curtain | Electric air curtain, width: 1,2 m | Electric air curtain | [7 empty] | 129000 | 17.5 | 31 | 32 | 131 | - | - | - | -
FY-3015U1P | 5025232873005 | ERV | Air Curtain | a) Air Curtain | Air Curtain | Electric air curtain, width: 1,5 m | Electric air curtain | [7 empty] | 159712 | 21.5 | 31 | 32 | 161 | - | - | - | -
FV-15CSD1G | 5025232943111 | ERV | Indoor | g) Others | Stand alone nanoe X | Ceiling mounted air-e nanoe X Generator | air-e nanoe X Generator | [7 empty] | 11339 | 1.4 | 17 | 29 | 23 | - | - | - | -
OCU-CR200VF5A | 4010869375979 | CC | Outdoor | a) Low Temp | Low Temp | 2 HP CO2 condensing units - CR Series, MT(4,0 kW)/LT (2,0 kW) type, standard outdoor unit | CO2 condensing units | [7 empty] | 528580 | 85 | 107 | 95 | 52 | R744 | 0 | 1 | -
OCU-CR200VF5ASL | - | CC | Outdoor | a) Low Temp | Low Temp | 2 HP CO2 condensing units - CR Series, MT(4,0 kW)/LT (2,0 kW) type, anti corrosion coating outdoor unit | CO2 condensing units | [7 empty] | 528580 | 85 | 107 | 95 | 52 | R744 | 0 | 1 | -
OCU-CR400VF8 | 4010869359733 | CC | Outdoor | b) Mid Temp | Mid Temp | 4 HP CO2 condensing units - CR Series, MT(7,5 kW) type, standard outdoor unit | CO2 condensing units | [7 empty] | 976375 | 155 | 107 | 125 | 73 | R744 | 0 | 1 | -
OCU-CR400VF8SL | 4010869359740 | CC | Outdoor | b) Mid Temp | Mid Temp | 4 HP CO2 condensing units - CR Series, MT(7,5 kW) type, anti corrosion coating outdoor unit | CO2 condensing units | [7 empty] | 976375 | 155 | 107 | 125 | 73 | R744 | 0 | 1 | -
OCU-CR400VF8A | 4010869375962 | CC | Outdoor | a) Low Temp | Low Temp | 4 HP CO2 condensing units - CR Series, MT(8,0 kW)/LT (4,0 kW) type, standard outdoor unit | CO2 condensing units | [7 empty] | 949625 | 173 | 107 | 125 | 71 | R744 | 0 | 1 | -
OCU-CR400VF8ASL | - | CC | Outdoor | a) Low Temp | Low Temp | 4 HP CO2 condensing units - CR Series, MT(8,0 kW)/LT (4,0 kW) type, anti corrosion coating outdoor unit | CO2 condensing units | [7 empty] | 949625 | 173 | 107 | 125 | 71 | R744 | 0 | 1 | -
OCU-CR1000VF8 | 4010869352116 | CC | Outdoor | b) Mid Temp | Mid Temp | 10 HP CO2 condensing units - CR Series, MT(15,0 kW) type, standard outdoor unit | CO2 condensing units | [7 empty] | 1968820 | 305 | 205 | 98 | 98 | R744 | 0 | 1 | -
OCU-CR1000VF8SL | 4010869352123 | CC | Outdoor | b) Mid Temp | Mid Temp | 10 HP CO2 condensing units - CR Series, MT(15,0 kW) type, anti corrosion coating outdoor unit | CO2 condensing units | [7 empty] | 1930404 | 305 | 201 | 98 | 98 | R744 | 0 | 1 | -
OCU-CR1000VF8A | 4010869356671 | CC | Outdoor | a) Low Temp | Low Temp | 10 HP CO2 condensing units - CR Series, MT(16,0 kW)/LT (8,0 kW) type, standard outdoor unit | CO2 condensing units | [7 empty] | 1850125 | 340 | 205 | 95 | 95 | R744 | 0 | 1 | -
OCU-CR1000VF8ASL | - | CC | Outdoor | a) Low Temp | Low Temp | 10 HP CO2 condensing units - CR Series, MT(16,0 kW)/LT (8,0 kW) type, anti corrosion coating outdoor unit | CO2 condensing units | [7 empty] | 1850125 | 340 | 205 | 95 | 95 | R744 | 0 | 1 | -
OCU-CR2000VF8A | 4010869350426 | CC | Outdoor | a) Low Temp | Low Temp | 20 HP CO2 condensing units - CR Series, MT(29,0 kW)/LT (15,0 kW) type, standard outdoor unit | CO2 condensing units |  |  | x | 2024-07-01 |  |  |  | 2174130 | 514 | 203 | 119 | 90 | R744 | 0 | 1 | -
OCU-CR2000VF8ASL | - | CC | Outdoor | a) Low Temp | Low Temp | 20 HP CO2 condensing units - CR Series, MT(29,0 kW)/LT (15,0 kW) type, anti corrosion coating outdoor unit | CO2 condensing units |  |  | x | 2024-06-01 |  |  |  | 2174130 | 514 | 203 | 119 | 90 | R744 | 0 | 1 | -
KIT-CO2-PANEL-C-03 | 4010869378390 | CC | Accessories | c) Accessories | Control panel | Panel-C + MPXPRO control, stator, probes + EEV ⅜” (9,52) ODF high pressure, size E2V03CWAC0 | Panel-C and EEV | [7 empty] | 1409.4 | 0.355 | 7.5 | 16.2 | 11.6 | - | - | - | -
KIT-CO2-PANEL-C-05 | 4010869378369 | CC | Accessories | c) Accessories | Control panel | Panel-C + MPXPRO control, stator, probes + EEV ⅜” (9,52) ODF high pressure, size E2V05CWAC0 | Panel-C and EEV | [7 empty] | 1409.4 | 0.355 | 7.5 | 16.2 | 11.6 | - | - | - | -
KIT-CO2-PANEL-C-09 | 4010869378406 | CC | Accessories | c) Accessories | Control panel | Panel-C + MPXPRO control, stator, probes + EEV ⅜” (9,52) ODF high pressure, size E2V09CWAC0 | Panel-C and EEV | [7 empty] | 1409.4 | 0.355 | 7.5 | 16.2 | 11.6 | - | - | - | -
KIT-CO2-PANEL-C-11 | 4010869378789 | CC | Accessories | c) Accessories | Control panel | Panel-C + MPXPRO control, stator, probes, etc + EEV ⅜” (9,52) ODF high pressure, size E2V11CWAC0 | Panel-C and EEV | [7 empty] | 1409.4 | 0.355 | 7.5 | 16.2 | 11.6 | - | - | - | -
KIT-CO2-PANEL-C-14 | 4010869378352 | CC | Accessories | c) Accessories | Control panel | Panel-C + MPXPRO control, stator, probes, etc + EEV ⅜” (9,52) ODF high pressure, size E2V14CWAC0 | Panel-C and EEV | [7 empty] | 1409.4 | 0.355 | 7.5 | 16.2 | 11.6 | - | - | - | -
KIT-CO2-PANEL-C-18 | 4010869378376 | CC | Accessories | c) Accessories | Control panel | Panel-C + MPXPRO control, stator, probes, etc + EEV ⅜” (9,52) ODF high pressure, size E2V18CWAC0 | Panel-C and EEV | [7 empty] | 1409.4 | 0.355 | 7.5 | 16.2 | 11.6 | - | - | - | -
KIT-CO2-PANEL-C-24 | 4010869378345 | CC | Accessories | c) Accessories | Control panel | Panel-C + MPXPRO control, stator, probes, etc + EEV ⅜” (9,52) ODF high pressure, size E2V24CWAC0 | Panel-C and EEV | [7 empty] | 1409.4 | 0.355 | 7.5 | 16.2 | 11.6 | - | - | - | -
SPK-TU125 | 4010869208956 | CC | Accessories | c) Accessories | CC accessories | Service adaptor for vacuum and service (HP and LP port) for all outdoor units | Service adaptor | [7 empty] | 2376 | 0.3 | 6 | 11 | 36 | - | - | - | -
CZ-CO2LBROL500 | 4010869374934 | CC | Accessories | c) Accessories | CC accessories | Lubrication Oil PZ-68S (0,5L) for all outdoor units | Lubrication Oil | [7 empty] | 10528.056 | 0.98 | 16.2 | 30.8 | 21.1 | - | - | - | -
PAW-CO2-PRV80 | 4010869370011 | CC | Accessories | c) Accessories | CC accessories | Pressure release valve ⅜” (9,52) NPTx G ½” (12,70) Pset= 80,0 bar | Pressure release valve |  |  | x | 2024-05-01 |  |  |  | 426600 | 0.26 | 5.4 | 10 | 7.9 | - | - | - | -
PAW-CO2-PRV120 | 4010869355087 | CC | Accessories | c) Accessories | CC accessories | Pressure release valve (PRV) ⅜” (9,52) NPT x G ½” (12,70) Pset= 120,0 bar | Pressure release valve |  |  | x | 2024-05-01 |  |  |  | 426600 | 0.26 | 5.4 | 10 | 7.9 | - | - | - | -
PAW- SGT-GLASS-1/4 | 4010869353878 | CC | Accessories | c) Accessories | CC accessories | Sight glass, 130 bar, ¼" (6,35) ODS | Sight glass |  |  | x | 2024-05-01 | [8 empty] | - | - | - | -
PAW- SGT-GLASS-3/8 | 4010869353892 | CC | Accessories | c) Accessories | CC accessories | Sight glass, 130 bar, ⅜” (9,52) ODS | Sight glass |  |  | x | 2024-05-01 | [8 empty] | - | - | - | -
PAW- SGT-GLASS-1/2 | 4010869353830 | CC | Accessories | c) Accessories | CC accessories | Sight glass, 130 bar, ½” (12,70) ODS | Sight glass |  |  | x | 2024-05-01 | [8 empty] | - | - | - | -
PAW- SGT-GLASS-5/8 | 4010869353908 | CC | Accessories | c) Accessories | CC accessories | Sight glass, 130 bar, ⅝" (15,88) - 16 mm ODS | Sight glass |  |  | x | 2024-05-01 | [8 empty] | - | - | - | -
PAW- SGT-GLASS-3/4 | 4010869355056 | CC | Accessories | c) Accessories | CC accessories | Sight glass, 130 bar, ¾" (19,05) ODS | Sight glass |  |  | x | 2024-05-01 | [8 empty] | - | - | - | -
PAW-CO2-CHANGE-O | 4010869353861 | CC | Accessories | c) Accessories | CC accessories | Changeover valve, ⅜” (9,52) NPT x ⅜” (9,52) NPT | Changeover valve |  |  | x | 2024-05-01 |  |  |  | 1.479,680 | 1.08 | 6.8 | 16 | 13.6 | - | - | - | -
PAW-CO2-RACORD-1/2 | 4010869555081 | CC | Accessories | c) Accessories | CC accessories | Racord ⅜” (9,52) NPT x ½” (12,70), ODS (for K65 pipe connection) | Racord ⅜” (9,52) NPT x ½” (12,70) | [7 empty] | 62500 | 0.05 | 2.5 | 5 | 5
PAW-CO2-RACORD-3/4 | 4010869354059 | CC | Accessories | c) Accessories | CC accessories | Racord, ⅜” (9,52) NPT x ¾" (19,05) ODS (to connect K65 ¾" (19,05)) | Racord, ⅜” (9,52) NPT x ¾" (19,05) |  |  | x | 2024-05-01 |  |  |  | 62500 | 0.09 | 2.5 | 5 | 5
PAW-CO2-RACORD-3/8 | 4010869555098 | CC | Accessories | c) Accessories | CC accessories | Racord ⅜” (9,52) NPT x ⅜” (9,52) ODS (for K65 pipe connection) | Racord ⅜” (9,52) NPT x ⅜” (9,52) | [7 empty] | 62500 | 0.05 | 2.5 | 5 | 5
PAW-CO2-RACORD-5/8 | 4010869555074 | CC | Accessories | c) Accessories | CC accessories | Racord ⅜” (9,52) NPT x ⅝” (15,88) ODS (for K65 pipe connection) | Racord ⅜” (9,52) NPT x ⅝” (15,88) | [7 empty] | 62500 | 0.05 | 2.5 | 5 | 5 | - | - | - | -
PAW-CO2-CHECKER | 4010869376501 | CC | Accessories | c) Accessories | CC accessories | CO2 service checker for commissioning, maintenance and troubleshooting | CO2 service checker | [7 empty] | 400 | 0.112 | 2 | 20 | 10 | - | - | - | -
Note on V902: [Comentario encadenado] Su versión de Excel le permite leer este comentario encadenado; sin embargo, las ediciones que se apliquen se quitarán si el archivo se abre en una versión más reciente de Excel. Más información: https://go.microsoft.com/fwlink/?linkid=870924 Comentario: A few pressures inside, but not considered “pre-charge”. During the commissioning, the “full charge” is required.
Note on V903: [Comentario encadenado] Su versión de Excel le permite leer este comentario encadenado; sin embargo, las ediciones que se apliquen se quitarán si el archivo se abre en una versión más reciente de Excel. Más información: https://go.microsoft.com/fwlink/?linkid=870924 Comentario: A few pressures inside, but not considered “pre-charge”. During the commissioning, the “full charge” is required.
Note on V904: [Comentario encadenado] Su versión de Excel le permite leer este comentario encadenado; sin embargo, las ediciones que se apliquen se quitarán si el archivo se abre en una versión más reciente de Excel. Más información: https://go.microsoft.com/fwlink/?linkid=870924 Comentario: A few pressures inside, but not considered “pre-charge”. During the commissioning, the “full charge” is required.
Note on V905: [Comentario encadenado] Su versión de Excel le permite leer este comentario encadenado; sin embargo, las ediciones que se apliquen se quitarán si el archivo se abre en una versión más reciente de Excel. Más información: https://go.microsoft.com/fwlink/?linkid=870924 Comentario: A few pressures inside, but not considered “pre-charge”. During the commissioning, the “full charge” is required.
Note on V906: [Comentario encadenado] Su versión de Excel le permite leer este comentario encadenado; sin embargo, las ediciones que se apliquen se quitarán si el archivo se abre en una versión más reciente de Excel. Más información: https://go.microsoft.com/fwlink/?linkid=870924 Comentario: A few pressures inside, but not considered “pre-charge”. During the commissioning, the “full charge” is required.
Note on V907: [Comentario encadenado] Su versión de Excel le permite leer este comentario encadenado; sin embargo, las ediciones que se apliquen se quitarán si el archivo se abre en una versión más reciente de Excel. Más información: https://go.microsoft.com/fwlink/?linkid=870924 Comentario: A few pressures inside, but not considered “pre-charge”. During the commissioning, the “full charge” is required.
Note on V908: [Comentario encadenado] Su versión de Excel le permite leer este comentario encadenado; sin embargo, las ediciones que se apliquen se quitarán si el archivo se abre en una versión más reciente de Excel. Más información: https://go.microsoft.com/fwlink/?linkid=870924 Comentario: A few pressures inside, but not considered “pre-charge”. During the commissioning, the “full charge” is required.
Note on V909: [Comentario encadenado] Su versión de Excel le permite leer este comentario encadenado; sin embargo, las ediciones que se apliquen se quitarán si el archivo se abre en una versión más reciente de Excel. Más información: https://go.microsoft.com/fwlink/?linkid=870924 Comentario: A few pressures inside, but not considered “pre-charge”. During the commissioning, the “full charge” is required.
Note on V910: [Comentario encadenado] Su versión de Excel le permite leer este comentario encadenado; sin embargo, las ediciones que se apliquen se quitarán si el archivo se abre en una versión más reciente de Excel. Más información: https://go.microsoft.com/fwlink/?linkid=870924 Comentario: A few pressures inside, but not considered “pre-charge”. During the commissioning, the “full charge” is required.
Note on V911: [Comentario encadenado] Su versión de Excel le permite leer este comentario encadenado; sin embargo, las ediciones que se apliquen se quitarán si el archivo se abre en una versión más reciente de Excel. Más información: https://go.microsoft.com/fwlink/?linkid=870924 Comentario: A few pressures inside, but not considered “pre-charge”. During the commissioning, the “full charge” is required.
Note on V912: [Comentario encadenado] Su versión de Excel le permite leer este comentario encadenado; sin embargo, las ediciones que se apliquen se quitarán si el archivo se abre en una versión más reciente de Excel. Más información: https://go.microsoft.com/fwlink/?linkid=870924 Comentario: A few pressures inside, but not considered “pre-charge”. During the commissioning, the “full charge” is required.
Note on V913: [Comentario encadenado] Su versión de Excel le permite leer este comentario encadenado; sin embargo, las ediciones que se apliquen se quitarán si el archivo se abre en una versión más reciente de Excel. Más información: https://go.microsoft.com/fwlink/?linkid=870924 Comentario: A few pressures inside, but not considered “pre-charge”. During the commissioning, the “full charge” is required.